## Appendix 5.1 North Area
Yorkshire Water Drought Plan supply side options: North Area Reservoir Group
Type of option: Reservoir group - compensation reduction
Location / Area affected or whole supply zone: Grid SWZ North Area
Summary discription of actions: Compensation flows reduced to half or one third of normal flows to preserve reservoir stocks and extend the period that compensation flows can be maintained. Reductions will be considered on a selective basis as some releases are more critical than others
Preceding actions: Publicity campaign and temporary use bans in force (April to September)
Option name |  | North Area Resevoir 1 | North Area Resevoir 2 | North Area Resevoir 3 | North Area Resevoir 4 | North Area Resevoir 5
Trigger(s) |  | Triggers – Risk of shortage of supply established: 1. Regional Stocks <Normal Control Line and approaching Drought Control Line (within 1-2 weeks) 2. Regional Stocks have crossed Drought Control Line and remained below for more than 4 weeks See further information below on downstream river users. | Triggers – Risk of shortage of supply established: 1. Regional Stocks <Normal Control Line and approaching Drought Control Line (within 1-2 weeks) 2. Regional Stocks have crossed Drought Control Line and remained below for more than 4 weeks | Triggers – Risk of shortage of supply established: 1. Regional Stocks <Normal Control Line and approaching Drought Control Line (within 1-2 weeks) 2. Regional Stocks have crossed Drought Control Line and remained below for more than 4 weeks | Triggers – Risk of shortage of supply established: 1. Regional Stocks <Normal Control Line and approaching Drought Control Line (within 1-2 weeks) 2. Regional Stocks have crossed Drought Control Line and remained below for more than 4 weeks See further information below on downstream river users. | Triggers – Risk of shortage of supply established: 1. Individual Resevoir Stocks <Normal Control Line and approaching Drought Control Line (within 1-2 weeks) 2. Individual Resevoir Stocks have crossed Drought Control Line and remained below for more than 4 weeks
Most likely authorisation in a drought (permit or order) |  | Permit | Permit | Permit - linked to Flow Trial | Permit | N/A while flow trial in place (a permit wil be required once the compensation is formalised via a licence change)
Current Legal Requirement (Compensation release, minimum maintained flow or authorised abstraction limit) |  | Compensation release 13.661 Ml/d | Compensation release 0.455 Ml/d (or 100,000 gallons per day as stated in the authorising Act) | Compensation release 0.909 Mll/d | Compensation release 18.185 Ml/d (authorising Act defines release as a quantity of water not being less than 2,778 gallons per minute) | Flow trial requirement 16 November – 15 April compensation release 16.9Ml.d: 16 April - 15 May and 16 October – 15 November compensation release 8.2 Ml/d 16 May-15 October 3.9Ml/d
Deployable Output of action - Variable depending on conditions and duration of drought permit | Action 1 Description | Reduce compensation release by 50% to 6.83 Ml/d providing 6.83 Ml/d benefit | Reduce compensation release by 50% to 0.23 Ml/d providing 0.23 Ml/d benefit | Reduce compensation release by 50% to 0.45 Ml/d providing 0.45 Ml/d benefit | Reduce compensation release by 50% to 9.09 Ml/d providing 9.09 Ml/d benefit | Depending on the time of year reduce compensation by 50% to: 8.45 Ml/d between 16 November – 15 April 4.10 Ml/d providing a benefit of 8.45 Ml/d; or 4.10 Ml/d between 16 April - 15 May providing a benefit of 4.10 Ml/d; or 1.95Ml/d providing a benefit of 1.95 Ml/d
| Action 2 Description | Reduce compensation release by 67% to 4.55 Ml/d providing 9.11 Ml/d benefit | Reducecompensation release by 67% to 0.15 Ml/d providing 0.30 Ml/d benefit | Reduce compensation release by 67% to 0.30 Ml/d providing 0.61 Ml/d benefit | Reduce compensation release by 67% to 6.06 Ml/d providing 12.12 Ml/d benefit | Depending on the time of year reduce compensation by 67% to: 5.63Ml/d providing a benefit of 11.27 Ml/d 2.73Ml/d providing a benefit of 5.47 Ml/d 1.3Ml/d providing a benefit of 2.60Ml/d
Implementation timetable Preparation time, time of year effective, duration |  | Preparation time: 4 weeks prior to advertising, implementation period 5-6 weeks (advertisement, representation, enquiry, granting) Time of year effective: implemented when reservoir stocks approach drought control line so could be effective any time of year. Compensation release reductions may be phased to minimise effect on downstream watercourses. Duration: Minimum period of restriction typically 12 weeks
Permissions required and constraints Including details of liaison with bodies responsible for giving any permits or approvals |  | Permission from Defra or the Environment Agency required following application of a drought order or permit. A public enquiry may be required. Liaise with Environment Agency.
Risks associated with option |  | Reduction in compensation releases / maintained flows have potential environmental impacts. These will be assessed through the Environmental Assessment Report submitted with the application.
Risk to the Environment (Major/Moderate/Minor or uncertain) |  | Hydrological and water quality assessment identified a zone of impact of the drought option. The highest environmental sensitivity assessed was major. | Hydrological and water quality assessment identified a zone of impact of the drought option. The highest environmental sensitivity assessed was moderate. | Hydrological and water quality assessment identified a zone of impact of the drought option. The highest environmental sensitivity assessed was major. | Hydrological and water quality assessment identified a zone of impact of the drought option. The highest environmental sensitivity assessed was moderate. | Hydrological and water quality assessment identified a zone of impact of the drought option. The highest environmental sensitivity assessed was major.
Summary of likely environmental impacts Include details for features of moderate and major sensitivity and minor sensitivity features from designated sites |  | Environmental assessment has identified potential environmental sensitivities (prior to mitigation) within the zone of influence to: WFD compliance • Macroinvertebrates (Moderate) • Fish (Moderate) White-clawed crayfish (moderate) NERC Fish - numerous species (minor to major) Nosterfield LNR (uncertain) | Environmental assessment has identified potential environmental sensitivities (prior to mitigation) within the zone of influence to: WFD compliance • Macroinvertebrates (Minor) • Fish (Minor) Graptodytes flavipes (minor) White-clawed Crayfish (moderate) | Environmental assessment has identified potential environmental sensitivities (prior to mitigation) within the zone of influence to: WFD compliance • Macroinvertebrates (moderate) • Fish (N/A) NERC and notable fish – brown trout, bullhead & grayling (moderate to major) White-clawed crayfish (moderate) Hydraena palustris (minor) | Environmental assessment has identified potential environmental sensitivities (prior to mitigation) within the zone of influence to: WFD compliance • Macroinvertebrates (moderate ) • Fish (minor) NERC and notable fish – numerous (minor to moderate) | Environmental assessment has identified potential environmental sensitivities (prior to mitigation) within the zone of influence to: WFD compliance • Macroinvertebrates (moderate) • Fish (moderate) NERC and notable fish – numerous (moderate to major)
Baseline information used |  | Environmental assessment used YWS and EA data and information on: reservoir management, measured reservoir outflow, water resource modelling of outflow in critical drought years, gauged river flows and levels; routine WFD water quality monitoring, water quality and flow pressures (abstraction licence and discharge consent registers), YWS STW information; macroinvertebrate sampling data and LIFE, WHPTNATXA and WHPTASPT EQI scores, fish abundances from monitoring surveys, Fisheries Classification Scheme (2) data and publicly available data on designated sites, distributions of NERC Act Section 41 priority species, distribution of Invasive and Non-Native Species and recreational resources, in addition to local EA / YWS knowledge.
Summary of additional baseline monitoring requirements |  | Details of additional baseline monitoring requirements are incorporated within the Environmental Monitoring Plan, listing the features to be monitored and methods used; location, timing and frequency of surveys; and who will undertake the monitoring.
Mitigation measures |  | Mitigation measures and accompanying monitoring have been identified for serious impacts of the drought option (features of moderate and major sensitivities, and minor sensitivities to designated sites - as listed above) through discussion with the EA. Details are incorporated within the Environmental Monitoring Plan
Impact on other activities e.g. fisheries, industry etc |  | Screening identified possible impacts on: Angling on River Burn (uncertain) Further assessment is required on Nosterfield LNR to confirm the sensitivity. | Screening identified no potential impacts. | Screening identified no potential impacts. | Screening identified possible impacts on: Angling on River Washburn (uncertain) | Screening identified no potential impacts.
WFD Compliance |  | Waterbody includes Reach 1. Impacts on macroinvertebrates and fish would be moderate. The impacts would not be associated with WFD deterioration based on the criteria outlined in Appendix 1 of the North Area EAR. Waterbody includes Reach 2. Impacts on macroinvertebrates and fish would be moderate. The impacts would not associate with WFD deterioration based on the criteria outlined in Appendix 1 of the North Area EAR. | Waterbody includes Reaches 1 and 2. Impacts on macroinvertebrates and fish would be minor. The impacts would not be associated with WFD deterioration based on the criteria outlined in Appendix 1 of the North Area EAR. | Waterbody includes Reaches 1 and 2. Impacts on macroinvertebrates would be moderate. The fish element was not classified during the 2015 RBMP cycle, but the risk to achieving GES/GEP as a result of the implementation of the DP was considered to be minor. The impacts would not be associated with WFD deterioration based on the criteria outlined in Appendix 1 of the North Area EAR. | Waterbody includes Reach 1. Impacts on macroinvertebrates would be moderate. Impacts on fish would be minor. The impacts would not be associated with WFD deterioration based on the criteria outlined in Appendix 1 of the North Area EAR. | Waterbody includes Reach 1. Impacts on macroinvertebrates and fish would be moderate. The impacts would not be associated with WFD deterioration based on the criteria outlined in Appendix 1 of the North Area EAR.
Additional information |  | N/A | N/A | The compensation from this reservoir is currently operated under a flow trial agreement held with the Environment Agency. The flow trial is expected to be formalised by 2025 and we will revise the drought option to reflect the conditions of the trial if required. | N/A | This reservoir cannot be supported by any other reservoirs therefore it has a trigger for implementing the drought action that is linked to its own stocks rather than regional stocks. However, if the regional trigger was met before the local trigger we would still consider applying for a permit for this site. This action will require a drought permit following formalisation of the current flow trial in 2020.

## Appendix 5.2 South Area
Yorkshire Water Drought Plan supply side options: South Area Reservoir Group
Type of option: Reservoir group - compensation reduction
Location / Area affected or whole supply zone: Grid SWZ South Area
Summary discription of actions: Compensation flows reduced to half or one third of normal flows to preserve reservoir stocks and extend the period that compensation flows can be maintained. Reductions will be considered on a selective basis as some releases are more critical than others
Preceding actions: Publicity campaign and temporary use bans in force (April to September)
Option name |  | South Area Reservoir 1 | South Area Reservoir 2 | South Area Reservoir 3 | South Area Reservoir 4 | South Area Reservoir 5 | South Area Reservoir 6
Trigger(s) |  | Triggers – Risk of shortage of supply established 1. Regional Stocks <Normal Control Line and approaching Drought Control Line (within 1-2 weeks) 2. Regional Stocks have crossed Drought Control Line and remained below for more than 4 weeks 3. For South Area Reaservoirs 1, 3,4 and 5, which have variable compensation flows dependent on control lines, we will only reduce the compensation when the the lower release is in effect. See additional information below on downstream river users. | Triggers – Risk of shortage of supply established: 1. Regional Stocks <Normal Control Line and approaching Drought Control Line (within 1-2 weeks) 2. Regional Stocks have crossed Drought Control Line and remained below for more than 4 weeks | Triggers – Risk of shortage of supply established 1. Regional Stocks <Normal Control Line and approaching Drought Control Line (within 1-2 weeks) 2. Regional Stocks have crossed Drought Control Line and remained below for more than 4 weeks 3. For South Area Reaservoirs 1, 3,4 and 5, which have variable compensation flows dependent on control lines, we will only reduce the compensation when the the lower release is in effect. | Triggers – Risk of shortage of supply established 1. Regional Stocks <Normal Control Line and approaching Drought Control Line (within 1-2 weeks) 2. Regional Stocks have crossed Drought Control Line and remained below for more than 4 weeks 3. For South Area Reaservoirs 1, 3,4 and 5, which have variable compensation flows dependent on control lines, we will only reduce the compensation when the the lower release is in effect. | Triggers – Risk of shortage of supply established 1. Regional Stocks <Normal Control Line and approaching Drought Control Line (within 1-2 weeks) 2. Regional Stocks have crossed Drought Control Line and remained below for more than 4 weeks 3. For South Area Reaservoirs 1, 3,4 and 5, which have variable compensation flows dependent on control lines, we will only reduce the compensation when the the lower release is in effect. | Triggers – Risk of shortage of supply established: 1. Regional Stocks <Normal Control Line and approaching Drought Control Line (within 1-2 weeks) 2. Regional Stocks have crossed Drought Control Line and remained below for more than 4 weeks
Most likely authorisation in a drought (permit or order) |  | Permit | Permit | Permit | Permit | Permit | Permit
Current Legal Requirement (Compensation release, minimum maintained flow or authorised abstraction limit) |  | Compensation release of 2.70 Ml/d when stocks are below a control line specified in the licence agreement or 4.00 Ml/d when above this control line. | Maintained flow at Dunford Bridge: 11.820 Ml/d (May-Oct) 9.092 Ml/d (Nov-Apr) | Compensation release of 16.00 Ml/d when stocks are below a control line specified in the licence agreement or 21.70 Ml/d when above this control line | Compensation release of 9.10 Ml/d when stocks are below a control line specified in the licence agreement or 12.00 Ml/d when above this control line | Compensation release of 18.00 Ml/d when stocks are below a control line specified in the licence agreement or 28.00 Ml/d when above this control line
Deployable Output of action - Variable depending on conditions and duration of drought permit | Action 1 Description | Reduce compensation release when stocks are below the specified control line by 50% to 1.35 Ml/d providing 1.35 Ml/d benefit |  | Reduce compensation release when stocks are below the specified control line by 50% to 8.0 Ml/d providing 8.0 Ml/d benefit | Reduce compensation release when stocks are below the specified control line by 50% to 4.55 Ml/d providing 4.55 Ml/d benefit | Reduce compensation release when stocks are below the specified control line by 50% to 9.0 Ml/d providing 9.0 Ml/d benefit | Reduce compensation release when stocks are below the specified control line by 50% to 5.15 Ml/d providing 5.15 Ml/d benefit
| Action 2 Description | Reduce compensation release when stocks are below the specified control line by 67% to 0.9 Ml/d providing a 1.80 Ml/d benefit |  | Reduce compensation release when stocks are below the specified control line by 67% to 5.33 Ml/d providing 10.67 Ml/d benefit | Reduce compensation release when stocks are below the specified control line by 67% to 3.03 Ml/d providing 6.07 Ml/d benefit | Reduce compensation release when stocks are below the specified control line by 67% to 6.0 Ml/d providing 12 Ml/d benefit | Reduce compensation release when stocks are below the specified control line by 67% to 3.43 Ml/d providing 6.87 Ml/d benefit
Implementation timetable Preparation time, time of year effective, duration |  | Preparation time: 4 weeks prior to advertising, implementation period 5-6 weeks (advertisement, representation, enquiry, granting) Time of year effective: implemented when reservoir stocks approach drought control line so could be effective any time of year. Compensation release reductions may be phased to minimise effect on downstream watercourses. Duration: Minimum period of restriction typically 12 weeks
Permissions required and constraints Including details of liaison with bodies responsible for giving any permits or approvals |  | Permission from Defra or the Environment Agency required following application of a drought order or permit. A public enquiry may be required. Liaise with Environment Agency.
Risks associated with option |  | Reduction in compensation releases / maintained flows have potential environmental impacts. These will be assessed through the Environmental Assessment Report submitted with the application.
Risk to the Environment (Major/Moderate/Minor or uncertain) |  | "Hydrological and water quality assessment identified a zone of impact of the drought option. The highest environmental sensitivity assessed was major. " | "Hydrological and water quality assessment identified a zone of impact of the drought option. The highest environmental sensitivity assessed was major. " | "Hydrological and water quality assessment identified a zone of impact of the drought option. The highest environmental sensitivity assessed was major " | "Hydrological and water quality assessment identified a zone of impact of the drought option. The highest environmental sensitivity assessed was major " | "Hydrological and water quality assessment identified a zone of impact of the drought option. The highest environmental sensitivity assessed was major. " | "Hydrological and water quality assessment identified a zone of impact of the drought option. The highest environmental sensitivity assessed was major. "
Summary of likely environmental impacts Include details for features of moderate and major sensitivity and minor sensitivity features from designated sites |  | Environmental assessment has identified potential environmental sensitivities (prior to mitigation) within the zone of influence to: White-clawed crayfish (moderate) NERC and Notable Fish – numerous (moderate to major) WFD compliance • Macroinvertebrates (minor uncertain) • Fish (negligible) | Environmental assessment has identified potential environmental sensitivities (prior to mitigation) within the zone of influence to: White-clawed crayfish (moderate) NERC and Notable Fish – numerous (moderate) WFD compliance • Macroinvertebrates (minor) • Fish (moderate) Sialis nigripes (minor) Oreodytes davisii (minor) | Environmental assessment has identified potential environmental sensitivities (prior to mitigation) within the zone of influence to: NERC and Notable Fish – numerous (moderate) WFD compliance • Fish (moderate) • White-clawed crayfish (moderate) • Macroinvertebrates (minor) White-clawed crayfish (moderate) | Environmental assessment has identified potential environmental sensitivities (prior to mitigation) within the zone of influence to: NERC and Notable Fish – numeroous (minor to moderate) WFD compliance • Macroinvertebrates (moderate) • Fish (moderate) White-clawed crayfish (moderate) Riolus subviolaceus (minor) | Environmental assessment has identified potential environmental sensitivities (prior to mitigation) within the zone of influence to: NERC and Notable Fish – numerous (minor to major) WFD compliance • Macroinvertebrates (moderate) • Fish (moderate) White-clawed crayfish (Moderate) | Environmental assessment has identified potential environmental sensitivities (prior to mitigation) within the zone of influence to: NERC and Notable Fish – numerous (moderate) Sisyra terminalis (minor) WFD compliance • Macroinvertebrates (moderate to major) • Fish (moderate) White-clawed crayfish (moderate)
Baseline information used |  | Environmental assessment used YWS and EA data and information on: reservoir management, measured reservoir outflow, water resource modelling of outflow in critical drought years, gauged river flows and levels; routine WFD water quality monitoring, water quality and flow pressures (abstraction licence and discharge consent registers), YWS STW information; macroinvertebrate sampling data and LIFE, WHPTNATXA and WHPTASPT EQI scores, fish abundances from monitoring surveys, Fisheries Classification Scheme (2) data and publicly available data on designated sites, distributions of NERC Act Section 41 priority species, distribution of Invasive and Non-Native Species and recreational resources, in addition to local EA / YWS knowledge.
Summary of additional baseline monitoring requirements |  | Details of additional baseline monitoring requirements, are incorporated within the Environmental Monitoring Plan, listing the features to be monitored and methods used; location, timing and frequency of surveys; and who will undertake the monitoring.
Mitigation measures |  | Mitigation measures and accompanying monitoring have been identified for serious impacts of the drought option (features of moderate and major sensitivities, and minor sensitivities to designated sites - as listed above) through discussion with the EA. Details are incorporated within the Environmental Monitoring Plan
Impact on other activities e.g. fisheries, industry etc |  | Screening identified further impacts: • Angling – Nether Mill fishery (uncertain) | Screening identified further impacts: • Angling – River Don (uncertain) | Screening identified no potential impacts. | Screening identified further impacts: • Angling - Ewden Beck (uncertain) | Screening identified further impacts: Angling – River Loxley (uncertain) | Screening identified further impacts: Angling – River Rivelin (uncertain)
WFD Compliance |  | Waterbody includes Reach 1. Impacts on macroinvertebrates would be minor (uncertain). Impacts on fish would be negligible. The impacts would not be associated with WFD deterioration based on the criteria outlined in Appendix 1 of South Area EAR. | Waterbody includes Reach 1. Impacts on macroinvertebrates would be minor. Impacts on fish would be moderate. The impacts would not be associated with WFD deterioration based on the criteria outlined in Appendix 1 of South Area EAR | Waterbody includes Reach 1. Impacts on macroinvertebrates would be minor. Impacts on fish would be moderate. The impacts would not be associated with WFD deterioration based on the criteria outlined in Appendix 1 of South Area EAR. | Waterbody includes Reach 1. Impacts on macroinvertebrates and fish would be moderate. The impacts would not be associated with WFD deterioration based on the criteria outlined in Appendix 1 of South Area EAR. | Waterbody includes Reach 1 and Cumulative 4. Impacts on macroinvertebrates and fish would be moderate. The impacts would not be associated with WFD deterioration based on the criteria outlined in Appendix 1 of South Area EAR. | Waterbody includes Reach 1. Impacts on macroinvertebrates would be major and could result in a deterioration of the ecological status of this element. Impacts on fish would be moderate. The impacts on the fish community would not be associated with WFD deterioration based on the criteria outlined in Appendix 1 of South Area EAR.
Additional information |  | Reviewing control lines as part of AMP7 investigation | Reviewing compensation as part of an AMP7 investigation | An AMP7 investigation will review the balancing of the Little Don reservoirs. If this results in a change to the drought options we will provide an update in annual reviews. | N/A | N/A | N/A

## Appendix 5.3 South West Area
Yorkshire Water Drought Plan supply side options: South West Area Reservoir Group |  |  | RED TEXT AND YELLOW HIGHLIGHTED CELLS TO BE REDACTED FROM PUBLIC VERSION
Type of option: Reservoir group - compensation reduction
Location / Area affected or whole supply zone: Grid SWZ South West Area
Summary discription of actions: Compensation flows reduced to half or one third of normal flows to preserve reservoir stocks and extend the period that compensation flows can be maintained. Reductions will be considered on a selective basis as some releases are more critical than others
Preceding actions: Publicity campaign and temporary use bans in force (April to September)
|  | South West Area |  |  |  |  | South West Area BROWNHILL/DIGLEY IRG |  | South West Area BOOTHWOOD/RYBURN IRG |  |  |  |  | HUDDERSFIELD IRG |  |  |  | BLACKMOORFT/DEERHILL IRG
Option name |  | South West Area Reservoir 1 | South West Area Reservoir 2 | South West Area Reservoir 3 | South West Area Reservoir 4 | South West Reservoir 6 | South West Area Reservoir 7 | South West Area Reservoir 8 | South West Area Reservoir 10 | South West Area Reservoir 11 | South West Area Reservoir 12 | South West Area Reservoir 13 | South West Area Reservoir 14 | South West Area Reservoir 15 | South West Area Reservoir 16 | South West Area Reservoir 17 | South West Area Reservoir 19 | South West Area Reservoir 18 | South West Area Reservoir 20 | South West Area Reservoir 21 | South West Area Reservoir 22
Trigger(s) |  | Triggers – Risk of shortage of supply established: 1. Regional Stocks <Normal Control Line and approaching Drought Control Line (within 1-2 weeks) 2. Regional Stocks have crossed Drought Control Line and remained below for more than 4 weeks | Triggers – Risk of shortage of supply established: 1. Regional Stocks <Normal Control Line and approaching Drought Control Line (within 1-2 weeks) 2. Regional Stocks have crossed Drought Control Line and remained below for more than 4 weeks | Triggers – Risk of shortage of supply established: 1. Individual Resevoir Stocks <Normal Control Line and approaching Drought Control Line (within 1-2 weeks) 2. Individual Resevoir Stocks have crossed Drought Control Line and remained below for more than 4 weeks | Triggers – Risk of shortage of supply established: 1. Regional Stocks <Normal Control Line and approaching Drought Control Line (within 1-2 weeks) 2. Regional Stocks have crossed Drought Control Line and remained below for more than 4 weeks | Triggers – Risk of shortage of supply established: 1. Individual Resevoir Stocks <Normal Control Line and approaching Drought Control Line (within 1-2 weeks) 2. Individual Resevoir Stocks have crossed Drought Control Line and remained below for more than 4 weeks | Triggers – Risk of shortage of supply established: 1. Regional Stocks <Normal Control Line and approaching Drought Control Line (within 1-2 weeks) 2. Regional Stocks have crossed Drought Control Line and remained below for more than 4 weeks | Triggers – Risk of shortage of supply established: 1. Regional Stocks <Normal Control Line and approaching Drought Control Line (within 1-2 weeks) 2. Regional Stocks have crossed Drought Control Line and remained below for more than 4 weeks | Triggers – Risk of shortage of supply established: 1. Regional Stocks <Normal Control Line and approaching Drought Control Line (within 1-2 weeks) 2. Regional Stocks have crossed Drought Control Line and remained below for more than 4 weeks | Triggers – Risk of shortage of supply established: 1. Regional Stocks <Normal Control Line and approaching Drought Control Line (within 1-2 weeks) 2. Regional Stocks have crossed Drought Control Line and remained below for more than 4 weeks | Triggers – Risk of shortage of supply established: 1. Regional Stocks <Normal Control Line and approaching Drought Control Line (within 1-2 weeks) 2. Regional Stocks have crossed Drought Control Line and remained below for more than 4 weeks | Triggers – Risk of shortage of supply established: 1. Regional Stocks <Normal Control Line and approaching Drought Control Line (within 1-2 weeks) 2. Regional Stocks have crossed Drought Control Line and remained below for more than 4 weeks | Triggers – Risk of shortage of supply established: 1. Regional Stocks <Normal Control Line and approaching Drought Control Line (within 1-2 weeks) 2. Regional Stocks have crossed Drought Control Line and remained below for more than 4 weeks | Triggers – Risk of shortage of supply established: 1. Regional Stocks <Normal Control Line and approaching Drought Control Line (within 1-2 weeks) 2. Regional Stocks have crossed Drought Control Line and remained below for more than 4 weeks | Triggers – Risk of shortage of supply established: 1. Regional Stocks <Normal Control Line and approaching Drought Control Line (within 1-2 weeks) 2. Regional Stocks have crossed Drought Control Line and remained below for more than 4 weeks | Triggers – Risk of shortage of supply established: 1. Regional Stocks <Normal Control Line and approaching Drought Control Line (within 1-2 weeks) 2. Regional Stocks have crossed Drought Control Line and remained below for more than 4 weeks | Triggers – Risk of shortage of supply established: 1. Regional Stocks <Normal Control Line and approaching Drought Control Line (within 1-2 weeks) 2. Regional Stocks have crossed Drought Control Line and remained below for more than 4 weeks | Triggers – Risk of shortage of supply established: 1. Regional Stocks <Normal Control Line and approaching Drought Control Line (within 1-2 weeks) 2. Regional Stocks have crossed Drought Control Line and remained below for more than 4 weeks | Triggers – Risk of shortage of supply established: 1. Regional Stocks <Normal Control Line and approaching Drought Control Line (within 1-2 weeks) 2. Regional Stocks have crossed Drought Control Line and remained below for more than 4 weeks | Triggers – Risk of shortage of supply established: 1. Regional Stocks <Normal Control Line and approaching Drought Control Line (within 1-2 weeks) 2. Regional Stocks have crossed Drought Control Line and remained below for more than 4 weeks | Triggers – Risk of shortage of supply established: 1. Regional Stocks <Normal Control Line and approaching Drought Control Line (within 1-2 weeks) 2. Regional Stocks have crossed Drought Control Line and remained below for more than 4 weeks
Most likely authorisation in a drought (permit or order) |  | Permit | Permit | Permit | Permit | Permit | Permit | Permit | Condition on a permit application for South West Areas 11 and 12 | Permit | Permit | Permit | Permit | Permit | Permit | In agreement with Canal and Rivers Trust | Permit | Permit | Permit | Permit | Permit
Current Legal Requirement (Compensation release, minimum maintained flow or authorised abstraction limit) |  | Compensation release 2.7 Ml/d | Compensation release; Jan-Sep- 3.78Ml/d at all reservoir levels Oct-Dec 15.12Ml/d, or lower when stocks below 50%. | Compensation release; Jan-Sep 3.24 Ml/d at all reservoir levels Oct-Dec 12.96 Ml/d or 6.5 Ml/d when stocks below 50% | Current compensation release of 3.416 Ml/d under an "enforcement position" agreed with the Environment Agency (statutory requirement for 82,500 gallons/hour from 6:00 am to 5:45 pm Mon - Fri and 6:00 am to 11:00 am Saturday) | Compensation release 3.019 Ml/d | Compensation release is varied seasonally; Nov-Jan 10.6 Ml/d Feb-May and Aug-Nov 5.8 Ml/d June 4.5 Ml/d July 3.2 Ml/d | Compensation release is varied seasonally; Nov-Mar 6.9 Ml/d Apr-May and Aug-Sep 5.4 Ml/d Jun -Jul 4.8 Ml/d | Currently operating at a maintained flow of 18 Ml/d under a flow trial agreement | Current compensation release is 3.41Ml/d under a flow trial agreement with the Environment Agency (statutory compensation release is 18.005 Ml/d between 06:00 & 18:00 on Mon to Sat & 3.410 Ml/d all other hours) | Normal compensation release 5.903 Ml/d (stated on authorisaing Act as 898,000 gallons/day to stream & 400,000 gallons/day to mill continuous) | Normal compensation release 6.819 Ml/d (defined in Act as 1,500,000 gallons/day if abstracting) | Compensation release of 2.637 Ml/d (defind in Act as 580,000 gallons per day) | Compensation release of 3.491 Ml/d (defined in Act ass 768,000 gallons/day continuous) | Compensation release of 1.364 Ml/d (defined in Act as 300,000 gallons/day continuous) | Current compensation release is 3.48 Ml/d average (9.092Ml/d maximum) (average value defined in Act as 280 million gallons/year) | Current compensation release is 8.06 Ml/d under an "enforcement position" agreed with the Environment Agency; (statutory requirement is 2,000 galls/minute between 06:00 & 18:00. 465 galls/minute between 18:00 & 06:00) | Maintained flow requirement of 7.274Ml/d (defined in the Act as as 1,600,000 gallons/day maintained flow) | Current compensation release is 2.66 Ml/d under an "enforcement position" agreed with the Environment Agency (the statutory requirement is 951 galls/minute between 06:00 & 18:00 Mon – Sat) | Current compensation release is 0.612 Ml/d under an "enforcement position" agreed with the Environment Agency (the statutory requirement is 156,960 gallons/day, 6/7 between 06:00 & 18:00 Mon - Sat and 1/7 between 18:00 & 06:00 Mon – Sat) | Current compensation release is 1.397 Ml/d under an "enforcement position" agreed with the Environment Agency (the statutory requirement is Badgergate Clough 50,606 gpd continuous, Badger Hey 4,320 gpd continuous, Lingards Wood 4,320 gpd continuous, Chain 4,320 gpd continuous, Cellars Clough 37,029 gpd continuous, Gatehead Clough 8,640 gpd continuous, Ellen Clough 22,217 gpd continuous, Binn House 27,154 gpd continuous, Bradley Brook 85 galls/minute between 06:00 and 18:00 Mon – Sat, Crowhill Clough 156 galls/minute between 06:00 & 18:00 Mon - Sat)
Deployable Output of action - Variable depending on conditions and duration of drought permit | Action 1 Description | Reduce compensation release by 50% to 1.35Ml/d giving 1.35Ml/d benefit. | Compensation release reduced; Jan- Sept by 50% to 1.89 Ml/d providing a benefit of 1.89 or Oct- Dec by 50% to 3.78 Ml/d providing a benefit of 3.78 Ml/d when stocks below 50% | Compensation release reduced; Jan-Sept by 50% to 1.62 Ml/d providing a benefit of 1.62Ml/d; or Oct-Dec by 50% to 3.24 Ml/d providing a benefit of 3.24 Ml/d when stocks below 50% | Reduce the current compensation release by 50% to 1.71 Ml/d providing a benefit of 1.71 Ml/d. The permit application would request a temporary change to the statutory requirement. | Compensation release reduced by 50% to 1.51 Ml/d providing a benefit of 1.51 Ml/d | Reduce the current compensation release by 50% to; Nov-Jan 5.3 Ml/d providing a benefit of 5.3 Ml/d Feb-May and Aug-Nov 2.9 Ml/d providing a benefit of 2.9 Ml/d June 2.25 Ml/d providing a benefit of 2.25 Ml/d July 1.6 Ml/d providing a benefit of 1.6 Ml/d The permit application would request a temporary change to the statutory requirement. | Reduce the current compensation release by 50% to; Nov-March 3.45 Ml/d providing a benefit of 3.45 Ml/d Apr-May and Aug-Sep 2.7 Ml/d providing a benefit of 2.79 Ml/d Jun-Jul 2.4 Ml/d providing a benefit of 2.4 Ml/d The permit application would request a temporary change to the statutory requirement. | Reduce maintained flow by 50% to 9.0 Ml/d providing a 9.0Ml/d benefit | Flow trial agreement release of 3.41 Ml/d reduced by 50% to 1.71 Ml/d providing 1.71 Ml/d benefit Permit application would request a temporary change to the statutory requirement to a release half the current operating volume | Compensation release reduced by 50% to 2.952 Ml/d providing 2.95 Ml/d benefit | Compensation release reduced by 50% to 3.409 Ml/d providing 3.409 Ml/d benefit (release only required if abstracting) | Compensation release reduced by 50% to 1.32 Ml/d providing 1.32 Ml/d benefit | Compensation release reduced by 50% to 1.746 Ml/d providing 1.746 Ml/d benefit | Compensation release reduced by 50% to 0.682 Ml/d providing 0.682 Ml/d benefit | Compensation release reduced by 50% to 1.74Ml/d providing up to 1.74 Ml/d | Currrent compensation release reduced by 50% to 4.03 Ml/d providing 4.03 Ml/d benefit Permit application would request a temporary change to the statutory requirement to a release half the current operating volume | Compensation release reduced by 50% to 3.64 Ml/d providing 3.64 Ml/d benefit | Current compensation release reduced by 50% to 1.33 Ml/d providing 1.33 Ml/d benefit Permit application would request a temporary change to the statutory requirement to a release half the current operating volume | Current compensation release reduced to 0.306 Ml/d providing 0.306 Ml/d benefit Permit application would request a temporary change to the statutory requirement to a release half the current operating volume | Current compensation release reduced by 50% to 0.698 Ml/d providing 0.698 Ml/d benefit Permit application would request a temporary change to the statutory requirement to a release half the current operating volume
| Action 2 Description | Reduce compensation release by 67% to 0.9Ml/d providing 1.8Ml/d benefit | Compensation release reduced; Jan- Sept by 67% to 1.26 Ml/d providing a benefit of 2.53 Ml/d; or Oct- Dec reduce by 67% to 2.52 Ml/d providing a benefit of 5.04 ml/d when stocks below 50% | Compensation release reduced; Jan- Sept by 67% to 1.08 Ml/d providing a benefit of 2.16 ML/d; or Oct- Dec by 67% to 2.17 Ml/d providing a benefit of 4.33 when stocks below 50% stocks | Reduce the current compensation release by 67% to 1.14 Ml/d, providing a benefit of 2.28 Ml/d. The permit application would request a temporary change to the statutory requirement. | Compensation release reduced by 67% to 1.01 Ml/d providing a benefit of 2.01 Ml/d | Reduce the current compensation release by 67% to; Nov-Jan 3.53 Ml/d providing a benefit of 7.07 Ml/d Feb-May and Aug-Nov 1.93 Ml/d providing a benefit of 3.87 Ml/d June 1.5 Ml/d providing a benefit of 3.0 Ml/d July 1.07 Ml/d providing a benefit of 2.13 Ml/d The permit application would request a temporary change to the statutory requirement. | Reduce the current compensation release by 67% to; Nov-March 2.3 Ml/d providing a benefit of 4.6 Ml/d Apr-May and Aug-Sep 1.8 Ml/d providing a benefit of 3.6 Ml/d Jun-Jul 1.6 Ml/d providing a benefit of 3.2 Ml/d The permit application would request a temporary change to the statutory requirement. Reduce by 67% to 1.6-2.3 | Reduce maintained flow by 67% to 6.0 Ml/d providing 12.0 Ml/d benefit | Flow trial agreement release of 3.41 Ml/d reduced by 67% to 1.14 Ml/d providing 2.27 Ml/d benefit Permit application would request a temporary change to the statutory requirement to release one third of the current operating volume | Compensation release reduced by 67% to 1.968 Ml/d providing 3.935 Ml/d benefit | Compensation release reduced by 67% to 2.27 Ml/d providing 4.549 Ml/d benefit (release only required if abstracting) | Compensation release reduced by 67% to 0.88 Ml/d providing 1.76 Ml/d benefit | Compensation release reduced by 67% to 1.16 Ml/d providing 2.33 Ml/d benefit | Compensation release reduced by 67% to 0.45 Ml/d providing 0.91 Ml/d benefit | Compensation release reduced by 67% to 1.16 Ml/d providing up to 2.32 Ml/d | Current compensation release reduced by 67% to 2.69 Ml/d providing 5.379 Ml/d benefit Permit application would request a temporary change to the statutory requirement to release a third of the current operating volume | Compensation release reduced by 67% to 2.42 Ml/d providing 4.85 Ml/d benefit | Compensation release reduced by 67% to 0.89 Ml/d providing 1.78 Ml/d benefit Permit application would request a temporary change to the statutory requirement to a release one third the current operating volume | Current compensation release reduced to 0.204 Ml/d providing 0.408 Ml/d benefit Permit application would request a temporary change to the statutory requirement to a release one third the current operating volume | Current compensation release reduced by 67% to 0.47 Ml/d providing 0.931 Ml/d benefit Permit application would request a temporary change to the statutory requirement to a release one third the current operating volume
Implementation timetable Preparation time, time of year effective, duration |  | Preparation time: 4 weeks prior to advertising, implementation period 5-6 weeks (advertisement, representation, enquiry, granting) Time of year effective: implemented when reservoir stocks approach drought control line so could be effective any time of year. Compensation release reductions may be phased to minimise effect on downstream watercourses. Duration: Minimum period of restriction typically 12 weeks |  |  |  |  | Preparation time: 4 weeks prior to advertising, implementation period 5-6 weeks (advertisement, representation, enquiry, granting) Time of year effective: implemented when reservoir stocks approach drought control line so could be effective any time of year. Compensation release reductions may be phased to minimise effect on downstream watercourses. Duration: Minimum period of restriction typically 12 weeks |  | Preparation time: 4 weeks prior to advertising, implementation period 5-6 weeks (advertisement, representation, enquiry, granting) Time of year effective: implemented when reservoir stocks approach drought control line so could be effective any time of year. Compensation release reductions may be phased to minimise effect on downstream watercourses. Duration: Minimum period of restriction typically 12 weeks |  |  |  |  | Preparation time: 4 weeks prior to advertising, implementation period 5-6 weeks (advertisement, representation, enquiry, granting) Time of year effective: implemented when reservoir stocks approach drought control line so could be effective any time of year. Compensation release reductions may be phased to minimise effect on downstream watercourses. Duration: Minimum period of restriction typically 12 weeks |  |  |  | Preparation time: 4 weeks prior to advertising, implementation period 5-6 weeks (advertisement, representation, enquiry, granting) Time of year effective: implemented when reservoir stocks approach drought control line so could be effective any time of year. Compensation release reductions may be phased to minimise effect on downstream watercourses. Duration: Minimum period of restriction typically 12 weeks
Permissions required and constraints Including details of liaison with bodies responsible for giving any permits or approvals |  | Permission from Defra or the Environment Agency required following application of a drought order or permit. A public enquiry may be required. Liaise with Environment Agency. |  |  |  |  | Permission from Defra or the Environment Agency required following application of a drought order or permit. A public enquiry may be required. Liaise with Environment Agency. |  | Permission from Defra or the Environment Agency required following application of a drought order or permit. A public enquiry may be required. Liaise with Environment Agency. |  |  |  |  | Permission from Defra or the Environment Agency required following application of a drought order or permit. A public enquiry may be required. Liaise with Environment Agency. |  |  |  | Permission from Defra or the Environment Agency required following application of a drought order or permit. A public enquiry may be required. Liaise with Environment Agency.
Risks associated with option |  | Reduction in compensation releases / maintained flows have potential environmental impacts. These will be assessed through the Environmental Assessment Report submitted with the application. |  |  |  |  | Reduction in compensation releases / maintained flows have potential environmental impacts. These will be assessed through the Environmental Assessment Report submitted with the application. |  | Reduction in compensation releases / maintained flows have potential environmental impacts. These will be assessed through the Environmental Assessment Report submitted with the application. |  |  |  |  | Reduction in compensation releases / maintained flows have potential environmental impacts. These will be assessed through the Environmental Assessment Report submitted with the application. |  |  |  | Reduction in compensation releases / maintained flows have potential environmental impacts. These will be assessed through the Environmental Assessment Report submitted with the application.
Risk to the Environment (Major/Moderate/Minor or uncertain) |  | Hydrological and water quality assessment identified a zone of impact of the drought option of: Gorple Lower Brook (Reservoir outflow to the confluence with Graining Water), Graining Water (confluence with Gorple Lower Brook to confluence with Alcomden Water). The highest environmental sensitivity assessed was moderate. | "Hydrological and water quality assessment identified a zone of impact of the drought option. The highest environmental sensitivity assessed was moderate." | "Hydrological and water quality assessment identified a zone of impact of the drought option. The highest environmental sensitivity assessed was moderate." | "Hydrological and water quality assessment identified a zone of impact of the drought option. The highest environmental sensitivity assessed was moderate." | "Hydrological and water quality assessment identified a zone of impact of the drought option. The highest environmental sensitivity assessed was moderate." | "Hydrological and water quality assessment identified a zone of impact of the drought option. The highest environmental sensitivity assessed was moderate." | "Hydrological and water quality assessment identified a zone of impact of the drought option. The highest environmental sensitivity assessed was moderate." | "Hydrological and water quality assessment identified a zone of impact of the drought option. The highest environmental sensitivity assessed was moderate." | "Hydrological and water quality assessment identified a zone of impact of the drought option. The highest environmental sensitivity assessed was moderate." | "Hydrological and water quality assessment identified a zone of impact of the drought option. The highest environmental sensitivity assessed was moderate." | "Hydrological and water quality assessment identified a zone of impact of the drought option. The highest environmental sensitivity assessed was moderate." | "Hydrological and water quality assessment identified a zone of impact of the drought option. The highest environmental sensitivity assessed was moderate." | "Hydrological and water quality assessment identified a zone of impact of the drought option. The highest environmental sensitivity assessed was moderate." | "Hydrological and water quality assessment identified a zone of impact of the drought option. The highest environmental sensitivity assessed was moderate." | "Hydrological and water quality assessment identified a zone of impact of the drought option. The highest environmental sensitivity assessed was moderate." | "Hydrological and water quality assessment identified a zone of impact of the drought option. The highest environmental sensitivity assessed was moderate." | "Hydrological and water quality assessment identified a zone of impact of the drought option. The highest environmental sensitivity assessed was moderate." | "Hydrological and water quality assessment identified a zone of impact of the drought option. The highest environmental sensitivity assessed was moderate." | "Hydrological and water quality assessment identified a zone of impact of the drought option. The highest environmental sensitivity assessed was moderate." | "Hydrological and water quality assessment identified a zone of impact of the drought option. The highest environmental sensitivity assessed was moderate."
Summary of likely environmental impacts Include details for features of moderate and major sensitivity and minor sensitivity features from designated sites |  | Environmental assessment has identified potential environmental sensitivities (prior to mitigation) within the zone of influence to: Fish – brown trout (moderate) WFD compliance Macroinvertebrates (minor) Fish (minor) | Environmental assessment has identified potential environmental sensitivities (prior to mitigation) within the zone of influence to: Fish – numerous (minor to moderate) WFD compliance Macroinvertebrates (Moderate) Fish (minor) | Environmental assessment has identified potential environmental sensitivities (prior to mitigation) within the zone of influence to: WFD compliance Macroinvertebrates (moderate) Helophorus strigifrons (minor) | Environmental assessment has identified potential environmental sensitivities (prior to mitigation) within the zone of influence to: Fish – brown trout and bullhead (moderate) Otter (moderate) Water vole (moderate) WFD compliance Macroinvertebrates (moderate) Fish (moderate) | Environmental assessment has identified potential environmental sensitivities (prior to mitigation) within the zone of influence to: Fish – brown trout (moderate) Otter (moderate) WFD compliance Macroinvertebrates (moderate) White-clawed crayfish (moderate) | Environmental assessment has identified potential environmental sensitivities (prior to mitigation) within the zone of influence to: Fish – brown trout and bullhead (moderate) White-clawed crayfish (moderate) WFD Compliance for Fish (moderate) and Inverterbates (moderate) | Environmental assessment has identified potential environmental sensitivities (prior to mitigation) within the zone of influence to: Fish – brown trout (moderate) White-clawed crayfish (moderate) WFD Compliance Fish (moderate) Macroinvertebrates (moderate) | Environmental assessment has identified potential environmental sensitivities (prior to mitigation) within the zone of influence to: Fish – brown trout, bullhead and grayling (minor to moderate) | Environmental assessment has identified potential environmental sensitivities (prior to mitigation) within the zone of influence to: Fish – brown trout, bullhead and grayling (minor to moderate) WFD compliance Macroinvertebrates (minor to moderate) Fish (moderate) Otter (moderate) | Environmental assessment has identified potential environmental sensitivities (prior to mitigation) within the zone of influence to: Fish – brown trout, bullhead and grayling (minor to moderate) Otter (moderate) WFD compliance Macroinvertebrates (minor to moderate) Fish (moderate) | Environmental assessment has identified potential environmental sensitivities (prior to mitigation) within the zone of influence to: WFD compliance Macroinvertebrates (moderate) Fish (moderate) Fish – Bullhead, Grayling, Barbel and Brown Trout (minor to moderate) | Environmental assessment has identified potential environmental sensitivities (prior to mitigation) within the zone of influence to: Fish – brown trout (moderate) WFD compliance Macroinvertebrates (moderate) Fish (moderate) | Environmental assessment has identified potential environmental sensitivities (prior to mitigation) within the zone of influence to: Fish – brown trout, bullhead and European eel (minor to moderate) Otter (moderate) WFD compliance Macroinvertebrates (moderate) and Fish (moderate) White-clawed crayfish (moderate) Water vole (moderate) | Environmental assessment has identified potential environmental sensitivities (prior to mitigation) within the zone of influence to: White-clawed crayfish (moderate) Water vole (moderate) Otter (moderate) WFD compliance Macroinvertebrates (minor) and Fish (moderate) | Environmental assessment has identified potential environmental sensitivities (prior to mitigation) within the zone of influence to: White-clawed crayfish (moderate) Water vole (minor) | Environmental assessment has identified potential environmental sensitivities (prior to mitigation) within the zone of influence to: • Fish – brown trout, bullhead and grayling (minor to moderate) • Water vole (moderate) • WFD Compliance for Fish (Moderate) and Macroinvertebrates (Minor) | assessment has identified potential environmental sensitivities (prior to mitigation) within the zone of influence to: Fish – brown trout, bullhead and grayling (moderate) White-clawed crayfish (moderate) WFD Compliance for Fish (moderate) and Macroinvertebrates (minor) | Environmental assessment has identified potential environmental sensitivities (prior to mitigation) within the zone of influence to: • Fish – brown trout and bullhead (minor to moderate) • Otter (negligible to moderate) • WFD Compliance for Fish (Moderate) and Invertebrates (Minor) | Environmental assessment has identified potential environmental sensitivities (prior to mitigation) within the zone of influence to: • Fish – brown trout (moderate) • Otter (negligible) • WFD compliance • Macroinvertebrates (minor) and Fish (moderate) | Environmental assessment has identified potential environmental sensitivities (prior to mitigation) within the zone of influence to: • Fish – brown trout (moderate) • White-clawed crayfish (moderate) • WFD compliance • Macroinvertebrates (minor) and Fish (moderate)
Baseline information used |  | Environmental assessment used YWS and EA data and information on: reservoir management, measured reservoir outflow, water resource modelling of outflow in critical drought years, gauged river flows and levels; routine WFD water quality monitoring, water quality and flow pressures (abstraction licence and discharge consent registers), YWS STW information; macroinvertebrate sampling data and LIFE, WHPTNATXA and WHPTASPT EQI scores, fish abundances from monitoring surveys, Fisheries Classification Scheme (2) data and publicly available data on designated sites, distributions of NERC Act Section 41 priority species, distribution of Invasive and Non-Native Species and recreational resources, in addition to local EA / YWS knowledge. |  |  |  |  | Environmental assessment used YWS and EA data and information on: reservoir management, measured reservoir outflow, water resource modelling of outflow in critical drought years, gauged river flows and levels; routine WFD water quality monitoring, water quality and flow pressures (abstraction licence and discharge consent registers), YWS STW information; macroinvertebrate sampling data and LIFE, WHPTNATXA and WHPTASPT EQI scores, fish abundances from monitoring surveys, Fisheries Classification Scheme (2) data and publicly available data on designated sites, distributions of NERC Act Section 41 priority species, distribution of Invasive and Non-Native Species and recreational resources, in addition to local EA / YWS knowledge. |  | Environmental assessment used YWS and EA data and information on: reservoir management, measured reservoir outflow, water resource modelling of outflow in critical drought years, gauged river flows and levels; routine WFD water quality monitoring, water quality and flow pressures (abstraction licence and discharge consent registers), YWS STW information; macroinvertebrate sampling data and LIFE, WHPTNATXA and WHPTASPT EQI scores, fish abundances from monitoring surveys, Fisheries Classification Scheme (2) data and publicly available data on designated sites, distributions of NERC Act Section 41 priority species, distribution of Invasive and Non-Native Species and recreational resources, in addition to local EA / YWS knowledge. |  |  |  |  | Environmental assessment used YWS and EA data and information on: reservoir management, measured reservoir outflow, water resource modelling of outflow in critical drought years, gauged river flows and levels; routine WFD water quality monitoring, water quality and flow pressures (abstraction licence and discharge consent registers), YWS STW information; macroinvertebrate sampling data and LIFE, WHPTNATXA and WHPTASPT EQI scores, fish abundances from monitoring surveys, Fisheries Classification Scheme (2) data and publicly available data on designated sites, distributions of NERC Act Section 41 priority species, distribution of Invasive and Non-Native Species and recreational resources, in addition to local EA / YWS knowledge. |  |  |  | Environmental assessment used YWS and EA data and information on: reservoir management, measured reservoir outflow, water resource modelling of outflow in critical drought years, gauged river flows and levels; routine WFD water quality monitoring, water quality and flow pressures (abstraction licence and discharge consent registers), YWS STW information; macroinvertebrate sampling data and LIFE, WHPTNATXA and WHPTASPT EQI scores, fish abundances from monitoring surveys, Fisheries Classification Scheme (2) data and publicly available data on designated sites, distributions of NERC Act Section 41 priority species, distribution of Invasive and Non-Native Species and recreational resources, in addition to local EA / YWS knowledge.
Summary of additional baseline monitoring requirements |  | Details of additional baseline monitoring requirements, are incorporated within the Environmental Monitoring Plan, listing the features to be monitored and methods used; location, timing and frequency of surveys; and who will undertake the monitoring. |  |  |  |  | Details of additional baseline monitoring requirements, are incorporated within the Environmental Monitoring Plan, listing the features to be monitored and methods used; location, timing and frequency of surveys; and who will undertake the monitoring. |  | Details of additional baseline monitoring requirements, are incorporated within the Environmental Monitoring Plan, listing the features to be monitored and methods used; location, timing and frequency of surveys; and who will undertake the monitoring. |  |  |  |  | Details of additional baseline monitoring requirements, are incorporated within the Environmental Monitoring Plan, listing the features to be monitored and methods used; location, timing and frequency of surveys; and who will undertake the monitoring. |  |  |  | Details of additional baseline monitoring requirements, are incorporated within the Environmental Monitoring Plan, listing the features to be monitored and methods used; location, timing and frequency of surveys; and who will undertake the monitoring.
Mitigation measures |  | Mitigation measures and accompanying monitoring have been identified for serious impacts of the drought option (features of moderate and major sensitivities, and minor sensitivities to designated sites - as listed above) through discussion with the EA. Details are incorporated within the Environmental Monitoring Plan |  |  |  |  | Mitigation measures and accompanying monitoring have been identified for serious impacts of the drought option (features of moderate and major sensitivities, and minor sensitivities to designated sites - as listed above) through discussion with the EA. Details are incorporated within the Environmental Monitoring Plan |  | Mitigation measures and accompanying monitoring have been identified for serious impacts of the drought option (features of moderate and major sensitivities, and minor sensitivities to designated sites - as listed above) through discussion with the EA. Details are incorporated within the Environmental Monitoring Plan |  |  |  |  | Mitigation measures and accompanying monitoring have been identified for serious impacts of the drought option (features of moderate and major sensitivities, and minor sensitivities to designated sites - as listed above) through discussion with the EA. Details are incorporated within the Environmental Monitoring Plan |  |  |  | Mitigation measures and accompanying monitoring have been identified for serious impacts of the drought option (features of moderate and major sensitivities, and minor sensitivities to designated sites - as listed above) through discussion with the EA. Details are incorporated within the Environmental Monitoring Plan
Impact on other activities e.g. fisheries, industry etc |  | Screening identified possible impacts on: Angling – River Worth (uncertain) | Screening identified no further impacts. | Screening identified possible impacts on: Angling - River Calder (uncertain) | Screening identified no further impacts | Screening identified no further impacts | Screening identified no further impacts. | Screening identified no further impacts. | Screening identified possible impacts on: Canoeing -River Ryburn and Calder (TBC) | Screening identified possible impacts on: Angling - River Ryburn | Screening identified possible impacts on: Angling - River Ryburn | Screening identified no further impacts. | Screening identified no further impacts. | Screening identified no further impacts. | Screening identified no further impacts. | Screening identified possible impacts on: Angling and navigation on the canal (uncertain) | Screening identified possible impacts on: Angling and navigation on the River Colne (uncertain) | Screening identified no further impacts. | Screening identified no further impacts. | Screening identified no further impacts. | Screening identified no further impacts.
WFD Compliance |  | Waterbody includes Reach 1. Impacts on macroinvertebrates and fish would be minor. The impacts would not be associated with WFD deterioration based on the criteria outlined in Appendix 1 of the Calder EAR. | Waterbody includes Reach 1. Impacts on macroinvertebrates would be moderate. Impacts on fish would be minor. The impacts would not be associate dwith WFD deterioration based on the criteria outlined in Appendix 1 of the Calder EAR. | Waterbody includes Reach 1. Impacts on macroinvertebrates would be moderate. The fish element was not classified during the 2015 RBMP cycle, but the risk to achieving GES/GEP as a result of the implementation of the DP was considered to be minor. The impacts would not be associated with WFD deterioration based on the criteria outlined in Appendix 1 of the Calder EAR. | Waterbody includes Reach 1. Impacts on macroinvertebrates and fish would be moderate. The impacts would not be associated with WFD deterioration based on the criteria outlined in Appendix 1 of the Calder EAR. | Waterbody includes Reach 1. Impacts on macroinvertebrates would be moderate. The impacts would not be associated with WFD deterioration based on the criteria outlined in Appendix 1 of the Calder EAR. | Waterbody includes Reach 1. Impacts on macroinvertebrates and fish would be moderate. The impacts would not be associated with WFD deterioration based on the criteria outlined in Appendix 1 of the Calder Area EAR. | Waterbody includes Reach 1. Impacts on macroinvertebrates and fish would be moderate. The impacts would not be associated with WFD deterioration based on the criteria outlined in Appendix 1 of the Calder Area EAR. | Waterbody includes Reach 1. Impacts on macroinvertebrates would be minor. Impacts on fish would be moderate. The impacts would not be associated with WFD deterioration based on the criteria outlined in Appendix 1 of the Calder Area EAR. Waterbody name includes Reaches 2 and 3. Impacts on macroinvertebrates would be minor. Impacts on fish would be moderate. The impacts would not be associate dwith WFD deterioration based on the criteria outlined in Appendix 1 of the Calder Area EAR. | Waterbody includes Reach 1. Impacts on macroinvertebrates would be minor. Impacts on fish would be moderate. The impacts would not be associated with WFD deterioration based on the criteria outlined in Appendix 1 of the Calder Area EAR. Waterbody name includes Reach 2. Impacts on macroinvertebrates would be moderate. The fish element was not classified during the 2015 RBMP cycle, but the risk to achieving GES/GEP as a result of the implementation of the DP was considered to be minor. The impacts would not be associated with WFD deterioration based on the criteria outlined in Appendix 1 of the Calder Area EAR. | Waterbody includes Reach 1. Impacts on macroinvertebrates would be minor. Impacts on fish would be moderate. The impacts would not be associated with WFD deterioration based on the criteria outlined in Appendix 1 of the Calder Area EAR. Waterbody name includes Reach 2. Impacts on macroinvertebrates would be moderate. The fish element was not classified during the 2015 RBMP cycle, but the risk to achieving GES/GEP as a result of the implementation of the DP was considered to be minor. The impacts would not be associated with WFD deterioration based on the criteria outlined in Appendix 1 of the Calder Area EAR. | Waterbody includes Reach 1. Impacts on macroinvertebrates and fish would be moderate. The impacts would not be associated with WFD deterioration based on the criteria outlined in Appendix 1 of the Calder Area EAR. | Waterbody includes Reach 1. Impacts on macroinvertebrates and fish would be moderate. The impacts would not be associated with WFD deterioration based on the criteria outlined in Appendix 1 of the Calder Area EAR. | Waterbody includes Reach 1. Impacts on macroinvertebrates and fish would be moderate. The impacts would not be associated with WFD deterioration based on the criteria outlined in Appendix 1 of the Calder Area EAR. | Waterbody includes Reach 1. Impacts on macroinvertebrates would be minor. Impact on fish would be moderate. The impacts would not associate with WFD deterioration based on the criteria outlined in Appendix 1 of the Calder Area EAR. | WFD Status is not determined for canals therefore no risk of deterioration for environmental features has been identified. | Waterbody includes Reach 1. Impacts on macroinvertebrates would be minor. Impacts on fish would be moderate. The impacts would not be associated with WFD deterioration based on the criteria outlined in Appendix 1 of the Calder Area EAR. | Waterbody includes Reach 1. Impacts on macroinvertebrates and fish would be moderate. The impacts would not be associated with WFD deterioration based on the criteria outlined in Appendix 1 of the Calder Area EAR. | Waterbody includes Reaches 1 and 2. Impacts on macroinvertebrates would be minor. Impacts on fish would be moderate. The impacts would not be associated with WFD deterioration based on the criteria outlined in Appendix 1 of the Calder Area EAR. | Waterbody includes Reach 1. Impacts on macroinvertebrates would be minor. Impacts on fish would be moderate. The impacts would not be associated with WFD deterioration based on the criteria outlined in Appendix 1 of the Calder Area EAR. | Waterbody includes Reach 1. Impacts on macroinvertebrates would be minor. Impacts on fish would be moderate. The impacts would not be associated with WFD deterioration based on the criteria outlined in Appendix 1 of the Calder Area EAR.
Additional information |  | N/A | N/A | This reservoir cannot be supported by any other reservoirs therefore it has a trigger for implementing the drought action that is linked to its own stocks rather than regional stocks. However, if the regional trigger was met before the local trigger we would still apply for a permit for this site. | N/A | This reservoir cannot be supported by any other reservoirs therefore it has a trigger for implementing the drought action that is linked to its own stocks rather than regional stocks. However, if the regional trigger was met before the local trigger we would still apply for a permit for this site. | N/A | N/A | N/A | N/A | N/A | N/A | N/A | N/A | N/A | The cannal cannot be supported by any other reservoirs. Implementation of the drought action will be done in consultation with the Canal and Rivers Trust. | N/A | N/A | N/A | N/A | N/A

## Appendix 5.4 North West Area
Yorkshire Water Drought Plan supply side options: North West Area Reservoir Group |  |  | RED TEXT AND YELLOW HIGHLIGHTED CELLS TO BE REDACTED FROM PUBLIC VERSION
Type of option: Reservoir group - compensation reduction
Location / Area affected or whole supply zone: Grid SWZ North West Area
Summary discription of actions: Compensation flows reduced to half or one third of normal flows to preserve reservoir stocks and extend the period that compensation flows can be maintained. Reductions will be considered on a selective basis as some releases are more critical than others
Preceding actions: Publicity campaign and temporary use bans in force (April to September)
Option name |  | North West Area Reservoir 1 | North West Area Reservoir 2 | North West Area Reservoir 3 | North West Area Reservoir 4 | North West Area Reservoir 5 | North West Area Reservoir 6 | North West Area Reservoir 7 | North West Area Reservoir 8 | North West Area Reservoir 9 | North West Area Reservoir 10 | North West Area Reservoir 11 | North West Area Reservoir 12
Trigger(s) |  | Triggers – Risk of shortage of supply established 1. Regional Stocks <Normal Control Line and approaching Drought Control Line (within 1-2 weeks) 2. Regional Stocks | Triggers – Risk of shortage of supply established 1. Regional Stocks <Normal Control Line and approaching Drought Control Line (within 1-2 weeks) 2. Regional Stocks | Triggers – Risk of shortage of supply established 1. Regional Stocks <Normal Control Line and approaching Drought Control Line (within 1-2 weeks) 2. Regional Stocks | Triggers – Risk of shortage of supply established 1. Regional Stocks <Normal Control Line and approaching Drought Control Line (within 1-2 weeks) 2. Regional Stocks | Triggers – Risk of shortage of supply established 1. Regional Stocks <Normal Control Line and approaching Drought Control Line (within 1-2 weeks) 2. Regional Stocks | Triggers – Risk of shortage of supply established 1. Regional Stocks <Normal Control Line and approaching Drought Control Line (within 1-2 weeks) 2. Regional Stocks | Triggers – Risk of shortage of supply established 1. Regional Stocks <Normal Control Line and approaching Drought Control Line (within 1-2 weeks) 2. Regional Stocks | Triggers – Risk of shortage of supply established: 1. Individual Resevoir Stocks <Normal Control Line and approaching Drought Control Line (within 1-2 weeks) 2. Individual Resevoir Stocks have crossed Drought Control Line and remained below for more than 4 weeks | Triggers – Risk of shortage of supply established: 1. Individual Resevoir Stocks <Normal Control Line and approaching Drought Control Line (within 1-2 weeks) 2. Individual Resevoir Stocks have crossed Drought Control Line and remained below for more than 4 weeks | Triggers – Risk of shortage of supply established 1. Regional Stocks <Normal Control Line and approaching Drought Control Line (within 1-2 weeks) 2. Regional Stocks | Triggers – Risk of shortage of supply established 1. Regional Stocks <Normal Control Line and approaching Drought Control Line (within 1-2 weeks) 2. Regional Stocks | Triggers – Risk of shortage of supply established: 1. Individual Resevoir Stocks <Normal Control Line and approaching Drought Control Line (within 1-2 weeks) 2. Individual Resevoir Stocks have crossed Drought Control Line and remained below for more than 4 weeks
Most likely authorisation in a drought (permit or order) |  | Permit | Permit | Permit | Permit | Permit | Permit | Permit | Permit | Permit only required if abstracting | Permit | Permit | Permit
Current Legal Requirement (Compensation release, minimum maintained flow or authorised abstraction limit) |  | Ensure a maintained flow of 6.00 Ml/d when the combined flow from North West Area Reservoirs 2 and 3 is 8.00 Ml/d, or 8.00 Ml/d whenever the combined compensation flow from North West Area Reservoirs 2 and 3 reduces from 8.00 to 6.00 Ml/d | 4.00 Ml/d when both the North West Area Reservoirs 2 and 3 levels are above the control lines defined in the licences, or 5.250 Ml/d when the North West Area Reservoir 2 level is above the control line andNorth West Area Reservoir 3 level is below the control line, or 3.250 Ml/d when both reservoir levels are below the control lines | 4.00 Ml/d when the reservoir level is above the control line defined in the licence, or 2.750 Ml/d when the reservoir level is below the control line | Currently operating under a flow trial agreement with the Environment Agency to release 3.6 Ml/d, and 1.8Ml/d below control line. (compensation in the authorising Act is at mill owners discretion). The agreement is due to be formalised March 2020. | Currently operating under an agreement with the Environment Agency to release 6.3 Ml/d (compensation in the authorising Act is at mill owners discretion) | Currently operating under an agreement with the Environment Agency to release 1.00 Mll/d The authorising Act requires 2/5 of the average daily inflow to the reservoir to be released between 05:00 and 20:00 every day except Sunday, Christmas Day & Good Friday | Compensation release of 0.791 Ml/d (defined in the Act as 174,000 gallons/day) | Currently operating to release 0.43 Ml/d under agreement with the Environment Agency (the Act requires 110,273 gallons per working day Mon to Sat) | There is no requirement to meet a defined compensation release from this reservoir however, the licence inlcudes a prescribed flow of 2.409Ml/d whereby no water can be abstracted if the flow exiting the reservoir is below this level. We are not currently abstracting from the reservoir but this Drought Plan includes an option to bring the reservoir into supply. | Compensation release of 1.186 Ml/d (defined in the Act as 261,000 gallons/day) | Compensation releases from this reservoir vary during the year and are by flow trial agreement only; 1 Jan to 19 Apr 15.1 Ml/d 20 Apr to 10 May 7.8 Ml/d 11 May to 11 Oct 3.8 Ml/d 12-31 Oct 7.8 Ml/d 1 Nov to 31 Dec 15.1 Ml/d | Compensation release of 0.085 Ml/d (defined in the Act as 18,600 gallons/day)
Deployable Output of action - Variable depending on conditions and duration of drought permit | Action 1 Description | Maintained flow reduced to 4.0 Ml/d, providing a 2.0 Ml/d or 4.0 Ml/d benefit depending on the levels of North West Area Reservoirs 2 and 3 | Reduce the compensation release required by 50% to 2.63 Ml/d providng a 2.63 Ml/d benefit or 1.625 Ml/d providing a 1.625 Ml/d benefit dependng on whether the levels in North West Area Reservoirs 2 and 3 are above or below their control lines | Compensation release reduced by 50% to 2.00 Ml/d providing a benefit of 2.00 Ml/d or 1.375 M/d proving a benefit of 1.375 Ml/d dependiong on whether North West Reservoir 3 is above or below its control line | Current compensation release reduced by 50% to 1.8 Ml/d providing a 1.8 Ml/d benefit A permit application may be required due to the specification in the Act to compensate at the mill owners discretion and once the flow trial is formalised the action can only be implemented if a permit is granted. | Current compensation release reduced by 50% to 3.15 Ml/d providing a 3.15 Ml/d benefit A permit application may be required due to the specification in the Act to compensate at the mill owners discretion | Current compensation release reduced by 50% to 0.5 Ml/d providing 0.5 Ml/d benefit A drought permit may be required to temporarily suspend the statutroy requirement to release 2/5 of the inflow | Compensation release reduced by 50% to 0.396 Ml/d providing 0.396 Ml/d benefit | Current compensation release reduced by 50% to 0.215 Ml/d providing 0.215 Ml/d benefit Permit application would request a temporary change to the statutory requirement to a release half the current operating volume | Reduce the prescribed flow by 50% to 1.20 Ml/d providing 1.20 Ml/d benefit. This option is only relevent if we implement the option to put the reservoir back into supply. | Compensation released reduced by 50% to 0.593 Ml/d providing 0.593 Ml/d benefit | Compensation releases reduced by 50% to; 1 Jan to 19 Apr 7.55 Ml/d providing a 7.55 Ml/d benefit 20 Apr to 10 May 3.90 Ml/dproviding a 3.90 Ml/d benefit 11 May to 11 Oct 1.90 Ml/dproviding a 1.90 Ml/d benefit 12-31 Oct 3.90 Ml/d providing a 3.90 Ml/d benefit 1 Nov to 31 Dec 7.55 Ml/d providing a 7.55 Ml/d benefit | Compensation release reduced by 50% to 0.0425 Ml/d providing a 0.0425 Ml/d benefit
| Action 2 Description | Maintained flow reduced to 2.67 Ml/d providing a 3.33 Ml/d or 5.33 Ml/d benefit depending on the levels of North West Area Reservoirs 2 and 3 | Reduce the compensation release required by 67% to1.753 Ml/d providing a 3.50 Ml/d benefit or 1.08 Ml/d provding a 2.17 Ml/d benefit dependng on whether the levels in North West Area Reservoirs 2 and 3 are above or below their control lines | Compensation release reduced by 67% to 1.33 Ml/d providing a benefit of 2.67 Ml/d or 0.92 M/d proving a benefit of 1.83 Ml/d depending on whether North West Reservoir 3 is above or below its control line | Current compensation release reduced by 67% to 1.2 Ml/d providing a 2.4 Ml/d benefit A permit application may be required due to the specification in the Act to compensate at the mill owners discretion and once the flow trial is formalised the action can only be implemented if a permit is granted. | Current compensation release reduced by 67% to 2.10 Ml/d providing a 4.20 Ml/d benefit A permit application may be required due to the specification in the Act to compensate at the mill owners discretion | Current compensation release reduced by 67% to 0.333 Ml/d providing 0.667 Ml/d benefit A drought permit may be required to temporarily suspend the statutroy requirement to release 2/5 of the inflow | Compensation release reduced by 67% to 0.264 Ml/d providing 0.527 Ml/d benefit | Current compensation release reduced by 67% to 0.1434 Ml/d providing 0.286 Ml/d benefit Permit application would request a temporary change to the statutory requirement to a release half the current operating volume | Reduce the prescribed flow by 67% to 0.80 Ml/d providing 1.61 Ml/d benefit. This option is only relevent if we implement the option to put the reservoir back into supply. | Compensation release reduced by 67% to 0.395 Ml/d providing 0.791 Ml/d benefit | Compensation releases reduced by 67% to; 1 Jan to 19 Apr 5.03 Ml/d providing a 10.07 Ml/d benefit 20 Apr to 10 May 2.60 Ml/dproviding a 5.20 Ml/d benefit 11 May to 11 Oct 1.27 Ml/dproviding a 2.53 Ml/d benefit 12-31 Oct 2.60 Ml/d providing a 5.20 Ml/d benefit 1 Nov to 31 Dec 5.03 Ml/d providing a 10.07 Ml/d benefit Reduce by 67% to 1.27 to 5 providing 2.53-10.07 benefit | Compensation release reduced by 0.028 Ml/d providing a 0.057 Ml/d benefit
Implementation timetable Preparation time, time of year effective, duration |  | Preparation time: 4 weeks prior to advertising, implementation period 5-6 weeks (advertisement, representation, enquiry, granting) Time of year effective: implemented when reservoir stocks approach drought control line so could be effective any time of year. Compensation release reductions may be phased to minimise effect on downstream watercourses. Duration: Minimum period of restriction typically 12 weeks
Permissions required and constraints Including details of liaison with bodies responsible for giving any permits or approvals |  | Permission from Defra or the Environment Agency required following application of a drought order or permit. A public enquiry may be required. Liaise with Environment Agency.
Risks associated with option |  | Reduction in compensation releases / maintained flows have potential environmental impacts. These will be assessed through the Environmental Assessment Report submitted with the application.
Risk to the Environment (Major/Moderate/Minor or uncertain) |  | Hydrological and water quality assessment identified a zone of impact of the drought option of: River Worth (from confluence with Sladen Beck until confluence with Bridgehouse Beck). The highest environmental sensitivity assessed was moderate. | Hydrological and water quality assessment identified a zone of impact of the drought option. The highest environmental sensitivity assessed was moderate. | Hydrological and water quality assessment identified a zone of impact of the drought option. The highest environmental sensitivity assessed was moderate. | Hydrological and water quality assessment identified a zone of impact of the drought option. The highest environmental sensitivity assessed was moderate. | Hydrological and water quality assessment identified a zone of impact of the drought option. The highest environmental sensitivity was assessed as moderate. | Hydrological and water quality assessment identified a zone of impact of the drought option. The highest environmental sensitivity assessed was moderate. | Hydrological and water quality assessment identified a zone of impact of the drought option. The highest environmental sensitivity assessed was moderate. | Hydrological and water quality assessment identified a zone of impact of the drought option. The highest environmental sensitivity assessed was moderate | Hydrological and water quality assessment identified a zone of impact of the drought option. The highest environmental sensitivity assessed was major. | Hydrological and water quality assessment identified a zone of impact of the drought option. The highest environmental sensitivity assessed was moderate. | Hydrological and water quality assessment identified a zone of impact of the drought option. The highest environmental sensitivity assessed was moderate. | PLEASE NOTE THIS IS A NEW OPTION AND THE ENVIRONMENTAL ASSESSMENT HAS NOT YET BEEN COMPLETED
Summary of likely environmental impacts Include details for features of moderate and major sensitivity and minor sensitivity features from designated sites |  | Environmental assessment has identified potential environmental sensitivities (prior to mitigation) within the zone of influence to: Fish – brown trout, bullhead and brook lamprey (minor to moderate) White-clawed crayfish (moderate) Otter (negligible) WFD compliance Fish (moderate) Macroinvertebrates (minor) | Environmental assessment has identified potential environmental sensitivities (prior to mitigation) within the zone of influence to: Otter (negligible) WFD compliance Fish (moderate) and macroinvertebrate (moderate) Riolus subviolaceus (minor) Fish – numerous (minor to moderate) White-clawed crayfish (moderate) | Environmental assessment has identified potential environmental sensitivities (prior to mitigation) within the zone of influence to: Fish – brown trout and bullhead (minor to moderate) White-clawed crayfish (moderate) Otter (negligible) WFD Compliance Macroinvertebrates (minor) and Fish (moderate) | Environmental assessment has identified potential environmental sensitivities (prior to mitigation) within the zone of influence to: Fish – brown trout and bullhead (minor to moderate) White-clawed crayfish (moderate) Otter (negligible) WFD Compliance Invertebrates (minor (uncertain)) and Fish (moderate) | Environmental assessment has identified potential environmental sensitivities (prior to mitigation) within the zone of influence to: Fish – brown trout and bullhead (minor to moderate) White-clawed crayfish (moderate) WFD compliance for invertebrates and fish (both moderate) | Environmental assessment has identified potential environmental sensitivities (prior to mitigation) within the zone of influence to: Fish – brown trout and bullhead (minor to moderate) White-clawed crayfish (moderate) Otter (negligible) WFD compliance Fish (minor) Macroinvertebrates (minor/uncertain) | Environmental assessment has identified potential environmental sensitivities (prior to mitigation) within the zone of influence to: Fish – brown trout and bullhead (minor to moderate) White-clawed crayfish (moderate) Otter (negligible) WFD compliance Fish (moderate) Macronvertebrates (minor) | Environmental assessment has identified potential environmental sensitivities (prior to mitigation) within the zone of influence to: Fish – brown trout and bullhead (minor to moderate) White-clawed crayfish (moderate) Otter (negligible) WFD compliance Macroinvertebrates (moderate) Fish (moderate) | Environmental assessment has identified potential environmental sensitivities (prior to mitigation) within the zone of influence to: Fish – numerous (minor to moderate) White-clawed crayfish (major) Otter (negligible) WFD compliance Macroinvertebrates and fish (moderate) | Environmental assessment has identified potential environmental sensitivities (prior to mitigation) within the zone of influence to: Fish – brown trout, bullhead and grayling (moderate) White-clawed crayfish (moderate) Otter (negligible to moderate) WFD compliance for fish (moderate) Invertebrates (minor) Riolus subvioaceus (minor) | Environmental assessment has identified potential environmental sensitivities (prior to mitigation) within the zone of influence to: Fish – Atlantic salmon, brown trout and bullhead (minor to moderate) White-clawed crayfish (minor) | PLEASE NOTE THIS IS A NEW OPTION AND THE ENVIRONMENTAL ASSESSMENT HAS NOT YET BEEN COMPLETED
Baseline information used |  | Environmental assessment used YWS and EA data and information on: reservoir management, measured reservoir outflow, water resource modelling of outflow in critical drought years, gauged river flows and levels; routine WFD water quality monitoring, water quality and flow pressures (abstraction licence and discharge consent registers), YWS STW information; macroinvertebrate sampling data and LIFE, WHPTNATXA and WHPTASPT EQI scores, fish abundances from monitoring surveys, Fisheries Classification Scheme (2) data and publicly available data on designated sites, distributions of NERC Act Section 41 priority species, distribution of Invasive and Non-Native Species and recreational resources, in addition to local EA / YWS knowledge.
Summary of additional baseline monitoring requirements |  | Details of additional baseline monitoring requirements, are incorporated within the Environmental Monitoring Plan, listing the features to be monitored and methods used; location, timing and frequency of surveys; and who will undertake the monitoring.
Mitigation measures |  | Mitigation measures and accompanying monitoring have been identified for serious impacts of the drought option (features of moderate and major sensitivities, and minor sensitivities to designated sites - as listed above) through discussion with the EA. Details are incorporated within the Environmental Monitoring Plan
Impact on other activities e.g. fisheries, industry etc |  | Screening identified no further impacts. | Screening identified possible impacts on: Angling - River Worth (uncertain) | Screening identified no further impacts. | Screening identified no further impacts. | Screening identified possible impacts on: Angling - Harden Beck (uncertain) | Screening identified no further impacts. | Screening identified possible impacts on: · Angling on Jum Beck – (uncertain sensitivity) | Screening identified possible impacts on: · Angling (uncertain sensitivity) | Screening identified no further impacts. | Screening identified possible impacts on: · Angling (uncertain sensitivity) | Screening identified no further impacts. | PLEASE NOTE THIS IS A NEW OPTION AND THE ENVIRONMENTAL ASSESSMENT HAS NOT YET BEEN COMPLETED
WFD Compliance |  | Waterbody includes Reach 1. Impacts on macroinvertebrates would be minor. Impacts on fish would be moderate. The impacts would not be associated with WFD deterioration based on the criteria outlined in Appendix 1 of the North West EAR. | Waterbody includes Reach 1. Impacts on macroinvertebrates would be minor (uncertain). Impacts on fish would be moderate. The impacts would not be associated with WFD deterioration based on the criteria outlined in Appendix 1 of the North West EAR. | Waterbody includes Reach 1. Impacts on macroinvertebrates would be minor. Impacts on fish would be moderate. The impacts would not be associated with WFD deterioration based on the criteria outlined in Appendix 1 of the North West EAR. | Waterbody includes Reach 1. Impacts on macroinvertebrates would be minor (uncertain). Impacts on fish would be moderate. The impacts would not be associated with WFD deterioration based on the criteria outlined in Appendix 1 of the North West EAR. | Waterbody includes Reach 1. Impacts on macroinvertebrates and fish would be moderate. The impacts would not be associated with WFD deterioration based on the criteria outlined in Appendix 1 of the North West EAR. | Waterbody includes Reach 1. Impacts on macroinvertebrates would be minor (uncertain). Impacts on fish would be minor. The impacts would not be associated with WFD deterioration based on the criteria outlined in Appendix 1 of the North West EAR. | Waterbody includes Reach 1. Impacts on macroinvertebrates would be minor. Impacts on fish would be moderate The impacts would not be associated with WFD deterioration based on the criteria outlined in Appendix 1 of the North West EAR. | Waterbody includes Reach 1. Impacts on macroinvertebrates and fish would be moderate The impacts would not be associated with WFD deterioration based on the criteria outlined in Appendix 1 of the North West EAR. | Waterbody includes Reach 1. Impacts on macroinvertebrates and fish would be moderate The impacts would not be associated with WFD deterioration based on the criteria outlined in Appendix 1 of the North West EAR. | Waterbody includes Reaches 1 and 2. Impacts on macroinvertebrates would be minor. Impacts on fish would be moderate The impacts would not be associated with WFD deterioration based on the criteria outlined in Appendix 1 of the North West EAR. Waterbody includes Reach 3. Impacts on macroinvertebrates would be minor. Impacts on fish would be moderate The impacts would not be associated with WFD deterioration based on the criteria outlined in Appendix 1 of the North West EAR. | Waterbody includes Reach 1. The fish and macroinvertebrate elements were not classified during the 2015 RBMP cycle, but the risk to achieving GES/GEP as a result of the implementation of the DP was considered to be minor. The impacts would not be associated with WFD deterioration based on the criteria outlined in Appendix 1 of the North West EAR | PLEASE NOTE THIS IS A NEW OPTION AND THE ENVIRONMENTAL ASSESSMENT HAS NOT YET BEEN COMPLETED
Additional information |  | N/A | N/A | N/A | The flow trial agreement will be formalised in 2020, which will not change the drought action other than the details of the permit application. | N/A | N/A | N/A | This reservoir cannot be supported by any other reservoirs therefore it has a trigger for implementing the drought action that is linked to its own stocks rather than regional stocks. However, if the regional trigger was met before the local trigger we would still apply for a permit for this site. | This reservoir cannot be supported by any other reservoirs therefore it has a trigger for implementing the drought action that is linked to its own stocks rather than regional stocks. However, if the regional trigger was met before the local trigger we would still apply for a permit for this site. | N/A | This option could be applied for at the same time as the River Wharfe reduced regulated flow and the River Wharfe annual asbstracton increase option depending on the potential benefits and impacts of impementing the opitons. | This reservoir was an Environment Agency option in the drought of 2018 and the Environment Agency applied to Defra for a drought order, however, due to sufficient rainfall following the application it was not granted. The Environment Agency has since reviewed the guidance and as Carr Bottom is linked to a Yorkshire Water supply licence it is potentially a Yorkshire Water option. We will confirm this with the Environment Agency and if the outcome is that it is a Yorkshire Water option we will develop the option for the final Drought Plan 2019. We have implemented an operational trigger where Carr Bottom is not used for supply below 50% stocks, and this should mitigate the need for the drought option. Because no support is available other than the two small upstream reservoirs, a local trigger has been applied. However, we may still apply for the permit as part of the North West Area if regional triggers are met.

## Appendix 5.5 River options
Yorkshire Water Drought Plan supply side options: River options
Type of option: Reservoir group - compensation reduction
Location / Area affected or whole supply zone: Grid SWZ
Summary discription of actions: Temporary increase abstraction limits or alter river abstraction to provide more water for supply to customers
Preceding actions: Publicity campaign and temporary use bans in force (April to September)
Option name |  | River Ouse | River Ure | River Wharfe reduced regulated flow | River Wharfe annual abstraction increase | River Hull | River Derwent
Trigger(s) |  | Preceding actions: Publicity campaign and temporary use bans in force (April – September only) Triggers: Risk of shortage of supply established 1. Reservoir stocks approach the North Reservoir Group Drought Control Line (within 1-2 weeks) | Preceding actions: Publicity campaign and temporary use bans in force (April – September only) Triggers: Risk of shortage of supply established 1. Reservoir stocks approach the North Reservoir Group Drought Control Line (within 1-2 weeks) | Preceding actions: Publicity campaign and if applying in the summer a temporary use ban in force (April – September only) Triggers: Risk of shortage of supply established Reservoir stocks approach the North West Reservoir Group Drought Control Line | Preceding actions: Publicity campaign and if applying in the summer a temporary use ban in force (April – September only) Triggers: Risk of shortage of supply established Reservoir stocks approach the North West Reservoir Group Drought Control Line | Preceding actions: Publicity campaign and temporary use bans in force (April – September only) Triggers: Risk of shortage of supply established Either stocks for corresponding resource group approach the East Group Drought Control Line (within 1-2 weeks) or the naturalised flow on the River Hull at is predicted to fall below 113.65Ml/d | Preceding actions: Publicity campaign and if applying in the summer a temporary use ban in force (April – September only) Triggers: Risk of shortage of supply established Reservoir stocks approach the Regional Drought Control Line
Most likely authorisation in a drought (permit or order) |  | Permit | Permit | Permit | Permit | Permit | Permit
Current Legal Requirement (Compensation release, minimum maintained flow or authorised abstraction limit) |  | • 300Ml/d when flows in Ouse are more than 1,000Ml/d • 150Ml/d when flows in Ouse are between 650 and 1,000Ml/d • 72Ml/d when flows in the Ouse are between 400 and 650Ml/d • 10Ml/d when flows in the Ouse are less than 400Ml/d | • 46Ml/d when flows in Ure are more than 300Ml/d • 22.7Ml/d when flows in Ure are between 163 and 300Ml/d • 3.27Ml/d when flows in the Ure are between 50 and 163Ml/d • 0Ml/d when flows in the Ure are less than 50Ml/d | 88.6Ml/d may be abstracted from the River Wharfe to the following conditions: • When flow in the Wharfe is less than 252Ml/d YWS must release the amount abstracted from the Wharfe at plus an additional 22.7Ml/d • When flow in the Wharfe is between 252Ml/d and 389Ml/d YWS must release the amount abstracted from the Wharfe at the abstraction point less 6.8Ml/d • When flow in the Wharfe is between 389Ml/d and 488Ml/d YWS may abstract up to 88.6Ml/d ( North West Area Reservoir 11 releases not required) • When flow in the Wharfe is above 488Ml/d YWS may abstract up to 93.2Ml/d ( North West Area Reservoir 11 releases not required) Abstraction limits on the Wharfe 5,060 cubic metres per hour, 93,200 cubic metres per day, 23,742,000 cubic metres per year and at an instantaneous rate not exceeding 1,406 litres per second | 88.6Ml/d may be abstracted from the River Wharfe at Lobwood subject to the following conditions: • When flow in the Wharfe (measured at Addingham downstream) is less than 252Ml/d YWS must release the amount abstracted from the Wharfe at Lobwood the abstraction point (and at Arthington further downstream) plus an additional 22.7Ml/d • When flow in the Wharfe (measured at Addingham downstream) is between 252Ml/d and 389Ml/d YWS must release the amount abstracted from the Wharfe at Lobwood at the abstraction point less 6.8Ml/d • When flow in the Wharfe (measured at Addingham downstream) is between 389Ml/d and 488Ml/d YWS may abstract up to 88.6Ml/d (Grimwith North West Area Reservoir 11 releases not required) • When flow in the Wharfe (measured at Addingham downstream) is above 488Ml/d YWS may abstract up to 93.2Ml/d (Grimwith North West Area Reservoir 11releases not required) 5,060 cubic metres per hour 93,200 cubic metres per day 23,742,000 cubic metres per year At an instantaneous rate not exceeding 1,406 litres per second | • Hands off flow (HOF) of 45.45Ml/d (measured at Hull at Hempholme gauge)/redact wording – no alternative • Abstractions of up to 68.19Ml/d (acknowledging HOF) when flows are between 45.45 and 159Ml/d • Abstractions of up to 113.65Ml/d when flows are between 159Ml/d and 340.95Ml/d, with specified residual flows left in river- (NO CHANGE) • Unlimited abstractions when flows are greater than 340.95 Ml/d (NO CHANGE) In reality, abstraction at higher flows is limited by infrastructure. | The annual maximum volume we can take from the River Derwent Site 1 is 30,400 Ml/year and the daily maximum permitted is 114 Ml/d. Further upstream we are licensed to take 75,000 Ml/year from the River Derwent site 2. The licence agreements held with the Environment Agency for both sites, include an aggregated annual limit of 98,841 Ml/year and 205 Ml/d. To adhere to the licence conditions we control the volume abstracted daily to ensure we stay within the annual limit.
Deployable Output of action - Variable depending on conditions and duration of drought permit | Deployable Output of action - Variable depending on conditions and duration of drought permit | Up to 60 | Up to 3.27 (when flows are less than 50Ml/d) | Up to 22.7 (when flows are less than 252Ml/d) | Benefit will vary depending on which flow band the river is in and how many days of the licensing year remain at the time of applying | Up to 20.45 | The benefit of the option will depend on when permission is granted, as it is related to the number of days left in the licensing year.
Action Description |  | Increase allowed abstraction in all but the highest flow band. This allows increased river abstractions, and protects reservoir stocks, allowing storage to be maximised during a drought. • 300Ml/d when flows in Ouse (measured at Skelton a monitoring station downstream) are more than 1,000Ml/d (No change) • 210Ml/d when flows in Ouse are between 650 and 1,000Ml/d (increase of 60Ml/d) • 132Ml/d when flows in the Ouse are between 400 and 650Ml/d (increase of 60Ml/d) • 70Ml/d when flows in the Ouse are less than 400Ml/d (increase of 60Ml/d) | River Ure increased abstraction - Increase allowed abstraction in the lowest flow band. This allows increased river abstractions, and protects reservoir stocks, allowing storage to be maximised during a drought. • 46Ml/d when flows in Ure are more than 300Ml/d (NO CHANGE) • 22.7Ml/d when flows in Ure are between 163 and 300Ml/d (NO CHANGE) • 3.27Ml/d when flows in the Ure are between 50 and 163Ml/d (NO CHANGE) • 3.27Ml/d when flows in the Ure are less than 50Ml/d (increase from 0 to 3.27Ml/d) | Reduce required Reservoir North West Area Reservoir 11 support in the lowest flow band from 22.7Ml/d more than abstraction, to an amount equal to abstraction. This protects reservoir stocks at North West Area Reservoir 11, allowing storage to be maximised during a drought. 88.6Ml/d may be abstracted from the River Wharfe subject to the following conditions: • When flow in the Wharfe is less than 252Ml/d YWS must release the amount abstracted from the Wharfe the abstraction point (decrease in release of 22.7Ml/d) • When flow in the Wharfe is between 252Ml/d and 389Ml/d YWS must release the amount abstracted from the Wharfe the abstraction point less 6.8Ml/d (NO CHANGE) • When flow in the Wharfe is between 389Ml/d and 488Ml/d YWS may abstract up to 88.6Ml/d ( North West Area Reservoir 11 releases not required) - (NO CHANGE) • When flow in the Wharfe is above 488Ml/d YWS may abstract up to 93.2Ml/d ( North West Area Reservoir 11 releases not required) - (NO CHANGE) | River Wharfe annual abstraction increase - The River Wharfe licenced abstraction volume is limited to 23,742 Ml/d. However, the daily maximum allows us to take 93.2 Ml/d at flows greater than 488 Ml/d or 88.6 M/d at lower flows. In a normal year we control the volume abstracted daily to ensure we stay within the annual limit. This drought option is to increase the annual abstraction limit to allow abstraction of the licenced daily maximum (dependent on flow levels) for the remainder of the licensing year (April to March). This option will not change the daily licence limits at each flow band but will allow a greater volume of water to be abstracted in a licensing year. The benefit of the option will depend on when permission is granted, as it is related to the number of days left in the licensing year. The total maximum volume we can abstract in a licensing year (1 April to 31 March) will be increased to allow the licenced daily maimum volume to be abstracted for the remainder of the current year. All other licensing constraints will be unchanged. | River Hull increased abstraction - Reduction of Hands off Flow threshold, increasing allowed abstraction in the lower flow bands. • Hands off flow (HOF) of 25Ml/d • Abstractions of up to 68.19Ml/d (acknowledging HOF) when flows are between 25 and 159Ml/d • Abstractions of up to 113.65Ml/d when flows are between 159Ml/d and 340.95Ml/d, with specified residual flows left in river- (NO CHANGE) • Unlimited abstractions when flows are greater than 340.95 Ml/d (NO CHANGE) In reality, abstraction at higher flows is limited by infrastructure. | River Derwent abstraction increase - The River Derwent option is to increase the volume we take in a licensing year from the River Derwent Site 1, whilst reducing the annual licence volume we are permitted to take from an upstream abstraction point on the River Derwent Site 2. The drought option would allow a temporary increase in the annual abstraction limit on the River Derwent Site 1 that would be balanced by a corresponding reduction in the annual limit on the River Derwent Site 2. The increased annual abstraction from the River Derwent Site 1 would allow abstraction of the licenced daily maximum for the remainder of the licensing year (April to March). This option will not change the daily licence limits at each site but will allow a greater volume of water to be abstracted from the River Derwent Site 1 in a licensing year. The aggragated limits applied to both abstractions would also remain in place.
Implementation timetable Preparation time, time of year effective, duration |  | Preparation time: 4 weeks prior to advertising, implementation period 5-6 weeks (advertisement, representation, enquiry, granting) Time of year effective: implemented when reservoir stocks approach drought control line so could be effective any time of year Duration: Minimum period of restriction typically 12 weeks | Preparation time: 4 weeks prior to advertising, implementation period 5-6 weeks (advertisement, representation, enquiry, granting) Time of year effective: implemented when reservoir stocks approach drought control line so could be effective any time of year Duration: Minimum period of restriction typically 12 weeks | Preparation time: 4 weeks prior to advertising, implementation period 5-6 weeks (advertisement, representation, enquiry, granting) Time of year effective: implemented when reservoir stocks approach drought control line so could be effective any time of year Duration: Minimum period of restriction typically 12 weeks | Preparation time: 4 weeks prior to advertising, implementation period 5-6 weeks (advertisement, representation, enquiry, granting) Time of year effective: January to March. Duration: Maximum of 3 months | Preparation time: 4 weeks prior to advertising, implementation period 5-6 weeks (advertisement, representation, enquiry, granting) Time of year effective: implemented when reservoir stocks approach drought control line so could be effective any time of year Duration: Minimum period of restriction typically 12 weeks | Preparation time: 4 weeks prior to advertising, implementation period 5-6 weeks (advertisement, representation, enquiry, granting) Time of year effective: January to March. Duration: Maximum of 3 months
Permissions required and constraints Including details of liaison with bodies responsible for giving any permits or approvals |  | Permission from Defra or the Environment Agency required following application of a drought order or permit. A public enquiry may be required. Liaise with Environment Agency. | Permission from Defra or the Environment Agency required following application of a drought order or permit. A public enquiry may be required. Liaise with Environment Agency. | Permission from Defra or the Environment Agency required following application of a drought order or permit. A public enquiry may be required before a decision is made on the whether or not the application is granted. Liaise with Environment Agency. | Permission from Defra or the Environment Agency required following application of a drought order or permit. A public enquiry may be required before a decision is made on the whether or not the application is granted. Liaise with Environment Agency. | Permission from Defra or the Environment Agency required following application of a drought order or permit. A public enquiry may be required. Liaise with Environment Agency. | Permission from Defra or the Environment Agency required following application of a drought order or permit. A public enquiry may be required before a decision is made on the whether or not the application is granted. Liaise with Environment Agency.
Risks associated with option |  | Changes in operation to the current abstraction licence have potential environmental impacts. These will be assessed through the Environmental Assessment Report submitted with the application. | Changes in operation to the current abstraction licence have potential environmental impacts. These will be assessed through the Environmental Assessment Report submitted with the application. | Changes in operation to the current abstraction licence have potential environmental impacts. These will be assessed through the Environmental Assessment Report submitted with the application. | Changes in operation to the current abstraction licence have potential environmental impacts. These will be assessed through the Environmental Assessment Report submitted with the application. | Changes in operation to the current abstraction licence have potential environmental impacts. These will be assessed through the Environmental Assessment Report submitted with the application. | Changes in operation to the current abstraction licence have potential environmental impacts. These will be assessed through the Environmental Assessment Report submitted with the application.
Risk to the Environment (Major/Moderate/Minor or uncertain) |  | Hydrological and water quality assessment identified a zone of impact of the drought option of: at Beningbrough to the weir at Ouse tidal limit south of Acaster Malbis)/redact wording – no alternative The highest environmental sensitivity assessed was moderate. | Hydrological and water quality assessment identified a zone of impact of the drought option on the River Ure downstream of the. The highest environmental sensitivity assessed was moderate. | Hydrological and water quality assessment identified a zone of impact of the drought option on the River Wharfe downstream of the abstraction until the tidal limit. The highest environmental sensitivity assessed was moderate | Hydrological screening assessed negligible hydrological impacts of the drought permit conditions | Hydrological and water quality assessment identified a zone of impact of the drought option on the River Hull downstream of the abstraction. The highest environmental sensitivity assessed was moderate. | Hydrological screening assessed negligible hydrological impacts of the drought permit conditions
Summary of likely environmental impacts Include details for features of moderate and major sensitivity and minor sensitivity features from designated sites |  | Environmental assessment has identified potential environmental sensitivities (prior to mitigation) within the zone of influence to: Freshwater Fish Directive Salmonid Water compliance – minor sensitivity to dissolved oxygen concentration standards and minor/moderate sensitivity to unionised ammonia concentration standards in the River Ouse at Nether Poppleton GB104027069590 • NERC Act Section 41 priority species: fish - River Ouse: numerous (moderate) | Environmental assessment has identified potential environmental sensitivities (prior to mitigation) within the zone of influence to: NERC Act Section 41 priority species: numerous (moderate) WFD status of macroinvertebrates - minor Fine-lined pea mussel (negligible) | Environmental assessment has identified potential environmental sensitivities (prior to mitigation) within the zone of influence to: Freshwater Fish Directive Salmonid Water compliance – moderate sensitivity in the River Wharfe. • NERC Act Section 41 priority species: fine-lined pea mussel (Pisidium tenuilineatum) –negligible • NERC Act Section 41 priority species: White-clawed crayfish (Austropotamobius pallipes) – moderate sensitivity in impacted reach of the River Wharfe. • NERC Act Section 41 priority species: otter (Lutra lutra) – moderate sensitivity in impacted reach of the River Wharfe. • NERC Act Section 41 priority species: water vole (Arvicola terrestris) – moderate sensitivity in impacted reach of the River Wharfe. NERC Act Section 41 priority species: fish – numerous (moderate) WFD status of macroinvertebrates (minor) | All relevant features were screened as with negligible impacts | Environmental assessment has identified potential environmental sensitivities (prior to mitigation) within the zone of influence to: NERC and Notable species – fish (moderate) | All relevant features were screened as with negligible impacts
Baseline information used |  | Environmental assessment used YWS and EA data and information on: reservoir management, measured reservoir outflow, water resource modelling of outflow in critical drought years, gauged river flows and levels; routine WFD water quality monitoring, water quality and flow pressures (abstraction licence and discharge consent registers), YWS STW information; macroinvertebrate sampling data and LIFE, WHPTNATXA and WHPTASPT EQI scores, fish abundances from monitoring surveys, Fisheries Classification Scheme (2) data and publicly available data on designated sites, distributions of NERC Act Section 41 priority species, distribution of Invasive and Non-Native Species and recreational resources, in addition to local EA / YWS knowledge. | Environmental assessment used YWS and EA data and information on: reservoir management, measured reservoir outflow, water resource modelling of outflow in critical drought years, gauged river flows and levels; routine WFD water quality monitoring, water quality and flow pressures (abstraction licence and discharge consent registers), YWS STW information; macroinvertebrate sampling data and LIFE, WHPTNATXA and WHPTASPT EQI scores, fish abundances from monitoring surveys, Fisheries Classification Scheme (2) data and publicly available data on designated sites, distributions of NERC Act Section 41 priority species, distribution of Invasive and Non-Native Species and recreational resources, in addition to local EA / YWS knowledge. | Environmental assessment used YWS and EA data and information on: reservoir management, measured reservoir outflow, water resource modelling of outflow in critical drought years, gauged river flows and levels; routine WFD water quality monitoring, water quality and flow pressures (abstraction licence and discharge consent registers), YWS STW information; macroinvertebrate sampling data and LIFE, WHPTNATXA and WHPTASPT EQI scores, fish abundances from monitoring surveys, Fisheries Classification Scheme (2) data and publicly available data on designated sites, distributions of NERC Act Section 41 priority species, distribution of Invasive and Non-Native Species and recreational resources, in addition to local EA / YWS knowledge. | Environmental assessment used YWS and EA data and information on: reservoir management, measured reservoir outflow, water resource modelling of outflow in critical drought years, gauged river flows and levels; routine WFD water quality monitoring, water quality and flow pressures (abstraction licence and discharge consent registers), YWS STW information; macroinvertebrate sampling data and LIFE, WHPTNATXA and WHPTASPT EQI scores, fish abundances from monitoring surveys, Fisheries Classification Scheme (2) data and publicly available data on designated sites, distributions of NERC Act Section 41 priority species, distribution of Invasive and Non-Native Species and recreational resources, in addition to local EA / YWS knowledge. | Environmental assessment used YWS and EA data and information on: reservoir management, measured reservoir outflow, water resource modelling of outflow in critical drought years, gauged river flows and levels; routine WFD water quality monitoring, water quality and flow pressures (abstraction licence and discharge consent registers), YWS STW information; macroinvertebrate sampling data and LIFE, WHPTNATXA and WHPTASPT EQI scores, fish abundances from monitoring surveys, Fisheries Classification Scheme (2) data and publicly available data on designated sites, distributions of NERC Act Section 41 priority species, distribution of Invasive and Non-Native Species and recreational resources, in addition to local EA / YWS knowledge. | Environmental assessment used YWS and EA data and information on: reservoir management, measured reservoir outflow, water resource modelling of outflow in critical drought years, gauged river flows and levels; routine WFD water quality monitoring, water quality and flow pressures (abstraction licence and discharge consent registers), YWS STW information; macroinvertebrate sampling data and LIFE, WHPTNATXA and WHPTASPT EQI scores, fish abundances from monitoring surveys, Fisheries Classification Scheme (2) data and publicly available data on designated sites, distributions of NERC Act Section 41 priority species, distribution of Invasive and Non-Native Species and recreational resources, in addition to local EA / YWS knowledge.
Summary of additional baseline monitoring requirements |  | Details of additional baseline monitoring requirements, are incorporated within the Environmental Monitoring Plan, listing the features to be monitored and methods used; location, timing and frequency of surveys; and who will undertake the monitoring. | Details of additional baseline monitoring requirements, are incorporated within the Environmental Monitoring Plan, listing the features to be monitored and methods used; location, timing and frequency of surveys; and who will undertake the monitoring. | Details of additional baseline monitoring requirements, are incorporated within the Environmental Monitoring Plan, listing the features to be monitored and methods used; location, timing and frequency of surveys; and who will undertake the monitoring. | Details of additional baseline monitoring requirements, are incorporated within the Environmental Monitoring Plan, listing the features to be monitored and methods used; location, timing and frequency of surveys; and who will undertake the monitoring. | Details of additional baseline monitoring requirements, are incorporated within the Environmental Monitoring Plan, listing the features to be monitored and methods used; location, timing and frequency of surveys; and who will undertake the monitoring. | Details of additional baseline monitoring requirements, are incorporated within the Environmental Monitoring Plan, listing the features to be monitored and methods used; location, timing and frequency of surveys; and who will undertake the monitoring.
Mitigation measures |  | Mitigation measures and accompanying monitoring have been identified for serious impacts of the drought option (features of moderate and major sensitivities, and minor sensitivities to designated sites - as listed above) through discussion with the EA. Details are incorporated within the Environmental Monitoring Plan. | Mitigation measures and accompanying monitoring have been identified for serious impacts of the drought option (features of moderate and major sensitivities, and minor sensitivities to designated sites - as listed above) through discussion with the EA. Details are incorporated within the Environmental Monitoring Plan | Mitigation measures and accompanying monitoring have been identified for serious impacts of the drought option (features of moderate and major sensitivities, and minor sensitivities to designated sites - as listed above) through discussion with the EA. Details are incorporated within the Environmental Monitoring Plan. | In line with the DPG, only features identified as either: 1) uncertain; 2) moderate-major sensitivity; or 3) minor sensitivity in a designated site form the scope of monitoring, environmental assessment and consideration of mitigation actions. On this basis no mitigation is required | Mitigation measures and accompanying monitoring have been identified for serious impacts of the drought option (features of moderate and major sensitivities, and minor sensitivities to designated sites - as listed above) through discussion with the EA. Details are incorporated within the Environmental Monitoring Plan | In line with the DPG, only features identified as either: 1) uncertain; 2) moderate-major sensitivity; or 3) minor sensitivity in a designated site form the scope of monitoring, environmental assessment and consideration of mitigation actions. On this basis no mitigation is required
Impact on other activities e.g. fisheries, industry etc |  | Screening identified no further impacts. | Screening identified possible impacts on: • Angling on River Ure (minor) | Screening identified no further impacts. | Screening identified no further impacts. | Screening identified possible impacts on: • Angling on River Hull (uncertain) | Screening identified no further impacts.
WFD Compliance |  | Waterbody includes Reach 1 The fish and macroinvertebrate elements were not classified during the 2015 RBMP cycle, but the risk to achieving GES/GEP as a result of the implementation of the DP was considered to be minor. The impacts would not be associated with WFD deterioration based on the criteria outlined in Appendix 1 of the River Ouse Increased Ouse Pumping Capacity EAR. | Waterbody includes Reach 1. Impacts on macroinvertebrates would be minor. The fish element was not classified during the 2015 RBMP cycle, but the risk to achieving GES/GEP as a result of the implementation of the DP was considered to be minor. The impacts would not be associated with WFD deterioration based on the criteria outlined in Appendix 1 of the River Ure EAR. | Waterbodies include Reach 1. Impacts on macroinvertebrates would be minor. The fish element was not classified during the 2015 RBMP cycle, but the risk to achieving GES/GEP as a result of the implementation of the DP was considered to be minor. The impacts would not be associated with WFD deterioration based on the criteria outlined in Appendix 1 of the River Wharfe EAR. | Waterbodies were considered for assessment. The impacts would not associate with WFD deterioration in any of the waterbodies based on the criteria set out in the River Wharfe annual abstraction increase EAR. | Waterbodies include Reach 2. The fish and macroinvertebrate elements were not classified during the 2015 RBMP cycle, but the risk to achieving GES/GEP as a result of the implementation of the DP was considered to be minor. The impacts would not be associated with WFD deterioration based on the criteria outlined in Appendix 1 of the River Hull at EAR. | Waterbodies were considered for assessment. The impacts would not associate with WFD deterioration in any of the waterbodies based on the criteria set out in the River Derwent annual abstraction increase EAR.
Additional information |  | N/A | N/A | This option could be applied for at the same time as the River Wharfe annual abstraction increase and the North West Area Reservoir 11 option depending on the potential benefits and impacts of impementing the opitons. | This is a winter only drought option. It could be applied for at the same time as the River Wharfe reduced regulated flow and the North West Area Reservoir 11 option depending on the potential benefits and impacts of impementing the opitons. | N/A | This is a winter only drought option

## Appendix 5.6 Long Term options
Yorkshire Water Drought Plan supply side options: River options
Type of option: Reservoir group - compensation reduction
Location / Area affected or whole supply zone: Grid SWZ
Summary discription of actions: Temporary increase abstraction limits or alter river abstraction to provide more water for supply to customers
Preceding actions: Publicity campaign and temporary use bans in force (April to September)
Option name | North Area Reservoir 10 used for supply | East Yorkshire Groundwater Option 2 | North Yorkshire Groundwater licence increase | Tees river transfer | River Tees Direct Pipeline | Abstraction from the River Aire | Increased abstraction from the River Ouse | River Ouse WTW extension | River Ouse Raw Water Transfer
Trigger(s) | In a second year of drought and reservoir stocks six weeks away from crossing the drought control line. | In a second year of drought and reservoir stocks six weeks away from crossing the drought control line. | In a second year of drought and reservoir stocks six weeks away from crossing the drought control line. | In a second year of drought and reservoir stocks six weeks away from crossing the drought control line. | In a second year of drought and reservoir stocks six weeks away from crossing the drought control line. | In a second year of drought and reservoir stocks six weeks away from crossing the drought control line | In a second year of drought and reservoir stocks six weeks away from crossing the drought control line | In a second year of drought and reservoir stocks six weeks away from crossing the drought control line | In a second year of drought and reservoir stocks six weeks away from crossing the drought control line
Most likely authorisation in a drought (permit or order) | Permit | Permit | Permit | Import agreement with NWL and drought order for discharge | Import agreement with NWL | Permit | Permit | N/A | N/A
Current Legal Requirement (Compensation release, minimum maintained flow or authorised abstraction limit) | Abstract up to 10 Ml/d per year | Current licence for this borehole allows 6Ml/d annual average and 9Ml/d daily maximum abstraction but under this option would be relocated to a nearby site that required a new authorisation | The current licence allows for abstraction up to 8Ml/d annual average and 12.5Ml/d daily maximum. | No existing import | No existing import | No existing abstraction | The licence agreemnt permits abstracitons of; • 300Ml/d when flows in Ouse are more than 1,000Ml/d • 150Ml/d when flows in Ouse are between 650 and 1,000Ml/d • 75Ml/d when flows in the Ouse are between 400 and 650Ml/d • 10Ml/d when flows in the Ouse are less than 400Ml/d | 96M/d annual average and 130Ml/d maximum | 96M/d annual average and 130Ml/d maximum
Deployable Output of action - Variable depending on conditions and duration of drought permit | Abstract up to 3 Ml/d for supply to customers | Abstract 6Ml/d annual average and 9Ml/d daily maximum for supply to customers. | This option would provide up to 2Ml/d | Import up to 40Ml/d via river transfer (losses en route) 0-28Ml/d (actual transfer 40 Ml/d and deployable output based on 30% loss due to river regulation) | Import up to 40Ml/d direct to water treatment works | 0-50Ml/d A new abstraction of up to 50Ml/d day depending on water availability | 0-10Ml/d Install additional pump capacity to make use of existing abstraction permissions | up to 40Ml/d (average 22 Ml/d) | 0-60Ml/d Install a pipeline to an existing water treatment works to make use of existing abstraction permissions
Action Description | This option would utilise North Area Reservoir 10 as an additional source of supply to. Water from the reservoir would be transported to the works via an existing pipeline connecting North Area Reservoir 10 to the Bradford aqueduct, which provides supply to Bradford WTW 1. A temporary pump would need to be installed to pump flow into the pipeline. | Relocate an existing groundwater abstraction licence in East Yorkshire. We currently hold a licence to abstract from a borehole in the East Yorkshire Groundwater Option 2 area although it is not in use due to bacterial contamination. We are still permitted to utilise the resource and put it into supply provided we could ensure the water quality met drinking water standards. This option is to relocate the borehole to a location with less risk bacterial contamination. Relocating the borehole would be outside the area our current licence permits us to abstract from and we would be required to apply for a drought order or permit to do this. We would also need to install a new borehole, pumps and contact tank. | Apply for permission to increase the permitted abstraction volume from an existing borehole in the North Yorkshire Groundwater area by 2Ml/d. This would increase abstraction limits to 10Ml/d annual average and 14.5Ml/d daily maximum. | Import water from Northumbrian Water Limited (NWL) via a transfer from the River Tees. An existing pipeline from the Tees would need to be extended to discharge to the River Swale. The transferred water would be abstracted from the River Ouse the Ouse pumping station for treatment at River Derwent Water Treatment Works 1. This is an alternative to the below option to transfer flow via a direct pipeline to River Derwent Water Treatment Works 1. We would only implement one of these two options. | Import water from Northumbrian Water via a transfer from the River Tees. An existing pipeline from the Tees to Whiske would need to be extended to transport flow direct to River Derwent Treatment Works 1. This is an alternative to the above option to transfer flow via a short pipeline then rivers. We would only implement one of these two options. | Install a new abstraction intake on the River Aire. A new pipeline would be installed to transfer the river water to Bradford WTW 1 for treatment or an existing raw water main can take it from here to Bradford WTW 2 WTW for treatment. In total 50Ml/d can be treated utilising both WTWs. | Increase the pumping capacity at an existing river intake on the River Ouse. A second pipeline could need to be installed to transfer the additional water and has been included in the environemntal assessment. This scheme would be used within the constraints of the existing abstraction licence or within the drought order/permit constraints if applicable at the time of implementing the scheme. | Increase capacity of an existing water treatment works to make use of existing abstraction permissions on the River Ouse under our existing Ouse Raw Water abstraction licence. | Transfer water from the River Ouse under our existing Ouse Raw Water abstraction licence, via a new river intake and pipeline, for treatment at River Derwent Water Treatment Works 1. This will be within current licence permissions on the River Ouse.
Implementation timetable Preparation time, time of year effective, duration | Preparation time: 6 – 12 months Time of year effective: All year Duration: Minimum of 12 weeks | Preparation time: Up to 12 months, allowing for water quality testing and DWI approval Time of year effective: All year Duration: Minimum of 12 weeks | Preparation time: 12 months Time of year effective: All year Duration: Minimum of 12 weeks | Preparation time; 18 months Time of year effective: all year Duration: Minimum of 12 weeks | Preparation time: 12-18 months Time of year effective: all year Duration: Minimum of 12 weeks | Preparation time: 12 months Time of year effective: all year Duration: Minimum of 12 weeks | Preparation time: 6-9 months Time of year effective: all year Duration: Minimum of 12 weeks | Preparation time:12 months Time of year effective: all year Duration: Minimum of 12 weeks | Preparation time:12 months Time of year effective: all year Duration: Minimum of 12 weeks
Permissions required and constraints Including details of liaison with bodies responsible for giving any permits or approvals | In accordance with Water Supply (Water Quality) Regulations we would carry out the required monitoring and sampling of this source and would complete and submit a risk assessment to the DWI three months prior to re-introducing this source. We will require a drought order or permit to increase the current abstraction licence for North Area Reservoir 10 from a nominal 10Ml/year to 3Ml/day. We will liaison with the Environment Agency before submitting an application. Water abstracted from North Area Reservoir 10 will be transferred through an existing pipeline to the Aqueduct. The abstraction will only be made when the reservoir stocks are above 55Ml. | We would liaise with the Environment Agency before implementing this option. If we were to use the existing East Yorkshire Groundwater Option 2 licence we would not require a drought permit or order. However, if we implemented this option to relocate the borehole, it would be outside the existing licensed area and a drought order or permit would be required. Or if time allowed we may apply for a permanent licence at the new location. In accordance with Water Supply (Water Quality) Regulations we would carry out the required monitoring and sampling of this source before utilising and would complete and submit a risk assessment to the DWI three months prior to re-introducing this source. | Drought Permit from the Environment Agency to abstract an additional 2Ml/d annual average and daily maximum at the current abstraction point. | This option is constrained by Northumbrian Water’s ability to provide the water during drought conditions and we would liaise with NWL to confirm the transfer availability before implementing the option. We will also liaise with the Environment Agency and Natural England on any potential environmental permit requirements for discharge to the River Swale, intake works on River Tees and pipeline construction works. The transfer will require a bulk supply agreement with NWL. This will not require any changes to NWL’s existing abstraction licence permissions or water resource management agreements. Releases from Cow Green reservoir and/or Kielder reservoir would take place under existing licences and Kielder Operating Agreement conditions held by NWL and therefore no drought order or drought permit will be required for abstracting the water. Permissions required for construction and subsequent implementation of the transfer scheme would include: • A drought order to discharge piped water into the River Swale at Morton • Planning permission would be required for construction of the pipeline between Birkby and Morton-on-Swale, the outfall at Morton and may also be required for construction of the additional (7 day) water storage at Moor Monkton/ the Ouse pumping station • An Environmental Statement would be required to accompany the planning applications and the scope of environmental impact assessment (should one be required) is such that it would require revisiting of baseline data collection for specific assessments. These would require species licences in some cases, including otter, crayfish, badger To carry out the above we would need to contact the relevant Local Planning Authorities, which are Richmondshire District Council, Hambleton District Council, Harrogate Borough Council and York City Council. It is noted that the operational rating for the scheme is below the Nationally Significant infrastructure threshold (>100Mm3/y). Abstractions from the River Ouse at Moor Monkton / Ouse pumping station would also take place under existing licence conditions held by YWS, which would not require amendment as part of this scheme, although it is possible drought order / permit could be in place on Moor Monkton at the time the option is implemented. | This option is constrained by Northumbrian Water’s ability to provide the water during drought conditions and we would liaise with NWL to confirm the transfer availability before implementing the option. Liaise with Environment Agency and Natural England on any potential environmental permit requirements for intake works on River Tees and pipeline construction works. The transfer will require a bulk supply agreement with NWL. This will not require any changes to NWL’s existing abstraction licence permissions or water resource management agreements. Releases from Northumberland Reservoir 2 and/or Northumberland Reservoir 1 would take place under existing licences and Northumberland Reservoir 1 Operating Agreement conditions held by NWL and therefore no drought order or drought permit will be required. Planning permission may be required for any structures or buildings proposed to be erected above ground and for new or temporary accesses onto classified roads. The relevant lead Local Planning Authorities would be Darlington Borough Council, Richmondshire District Council, Hambleton District Council and York City Council. A screening opinion may be sought from the relevant Local Authorities to determine whether an Environmental Impact Assessment is required. | Drought Permit from the Environment Agency for a new abstraction from the River Aire for up to 50 Ml/d. Liaise with Environment Agency on any potential environmental permit requirements for intake works on River Aire and pumping station and pipeline construction works near to watercourses. Planning permission may be required for any structures or buildings proposed to be erected above ground and for new or temporary accesses onto classified roads. The relevant lead Local Planning Authorities would be Leeds City Council and Bradford Metropolitan Borough Council. A screening opinion may be sought from the relevant Local Authorities to determine whether an Environmental Impact Assessment is required. | Abstraction within existing abstraction licence conditions Liaise with Environment Agency on any potential environmental permit requirements for intake works on River Ouse and pumping station. Planning permission may be required for any structures or buildings proposed to be erected above ground and for new or temporary accesses onto classified roads. The relevant lead Local Planning Authorities would be Harrogate Borough Council and Leeds City Council. A screening opinion may be sought from the relevant Local Authorities to determine whether an Environmental Impact Assessment is required. | Abstraction within existing abstraction licence conditions Liaise with Environment Agency on any potential environmental permit requirements for intake works on River Ouse and pumping station. Planning permission may be required for any structures or buildings proposed to be erected above ground and for new or temporary accesses onto classified roads. The relevant lead Local Planning Authority would be York City Council. A screening opinion may be sought from the relevant Local Authorities to determine whether an Environmental Impact Assessment is required. | Abstraction within existing abstraction licence conditions Liaise with Environment Agency on any potential environmental permit requirements for intake works on River Ouse and pumping station. Planning permission may be required for any structures or buildings proposed to be erected above ground and for new or temporary accesses onto classified roads. The relevant lead Local Planning Authority would be York City Council. A screening opinion may be sought from the relevant Local Authorities to determine whether an Environmental Impact Assessment is required.
Risks associated with option | This option is dependent on the water quality of the supply from Silsden Reservoir/ North Area Reservoir 10. It was originally taken out of supply due to its poor water quality and monitoring and testing is required to determine if it is fit for supply. If this supply does not meet the DWI standards we would not implement the option. | Although the new location has a much lower risk of bacterial contamination a bacti treatment plant may be required if bacteria is found to be present at the site. Low yield, high drawdown and sand ingress are also potential risks at this site. | There is a risk that the North Yorkshire Groundwater increased abstraction borehole is in direct hydraulic connectivity with the River Swale and an increase in the abstraction could have a detrimental impact on the environment. A hydrological impact assessment (HIA) is required to understand the geology of the area and the potential impact of an increased abstraction on the local water courses and wetlands. At the time of compiling this Drought Plan we are in the process of carrying out a HIA to determine the feasibility of the licence increase for our WRMP options appraisal. In the event of applying for this increase in a drought we would use information from the HIA and consult the Environment Agency before applying for a drought permit to increase the licence. | Northumbrian Water may require the resource for their own customers or enter a transfer agreement with another water company making the scheme unavailable to Yorkshire Water. All long-term drought options requiring construction of new assets have a risk that availability of contractors could delay construction. We would only use this source if it met Water Supply (Water Quality) Regulations. NWL supplies Tees water to its customers, therefore the risk that water would not meet Drinking Water standards is considered a low risk. Potential objections to the scheme from third parties. Planning permission being refused for any necessary structures/buildings | Northumbrian Water may require the resource for their own customers or enter a transfer agreement with another water company making the scheme unavailable to Yorkshire Water. All long-term drought options requiring construction of new assets have a risk that availability of contractors could delay construction. NWL supplies Tees water to its customers therefore the risk water would not meet Drinking Water standards is considered a low risk. We would only use this source if it met Water Supply (Water Quality) Regulations. Potential objections to the scheme from third parties. Planning permission being refused for any necessary structures/buildings | Yield may not be available/sustainable if flows low in the River Aire. All long-term drought options requiring construction of new assets have a risk that availability of contractors could delay construction. We would only use this source if it met Water Supply (Water Quality) Regulations. Water from the River Aire is not currently used in supply and there is a risk drinking water quality will not meet the Drinking Water Inspectorate standards Potential objections to the scheme from third parties. Planning permission being refused for required structures/buildings | Yield may not be available/sustainable if flows low in the River Ouse. All long-term drought option requiring construction of new assets have a risk that availability of contractors could delay construction. There is a risk water may not meet Drinking Water Standards. We would only use this source if it met Water Supply (Water Quality) Regulations. River Ouse water is already used in supply and the risk that an increased abstraction would not meet drinking water standards is very low . Potential objections to the scheme from third parties. Planning permission being refused for required structures/buildings | Yield may not be available/sustainable if flows low in the River Ouse. All long-term drought options requiring construction of new assets have a risk that availability of contractors could delay construction. We would only use this source if it met Water Supply (Water Quality) Regulations. River Ouse water is already used in supply and the risk that an increased abstraction would not meet drinking water standards is very low. Potential objections to the scheme from third parties. Planning permission being refused for required structures/buildings | Yield may not be available/sustainable if flows low in the River Ouse. All long-term drought options requiring construction of new assets have a risk that availability of contractors could delay construction. We would only use this source if it met Water Supply (Water Quality) Regulations. River Ouse water is already used in supply and the risk that an increased abstraction would not meet drinking water standards is very low. Potential objections to the scheme from third parties. Planning permission being refused for required structures/buildings
Risk to the Environment (Major/Moderate/Minor or uncertain) | Low. The transfer from North Area Reservoir 10 to the Aqueduct would use an existing pipeline. We will maintain the compensation release from the reservoir. | The geological and hydrogeological information currently available is not sufficient to fully quantify the environmental effect of increasing the groundwater abstraction at Brayton. The hydraulic connectivity between groundwater levels in the Sherwood Sandstone aquifer and the local waterbody is not adequately understood for an accurate assessment on potential flow reduction to be undertaken. Further investigation is therefore needed to assess the impact of the East Yorkshire Groundwater Option 2 option. The surface water impacts would need to be investigated and presented as part of the application for the drought permit/order or new licence. It is predicted that the risk of abstraction induced upconing of saline connate water in this part of the aquifer will have reduced in recent years as the cone of depression is showing signs of recovery. | The geological and hydrogeological information currently available is not sufficient to fully quantify the environmental effect of increasing the licence by 2Ml/d. As mentioned above, a hydrological impact assessment (HIA) is being carried out to understand the geology of the area and the potential impact of an increased abstraction on the local water courses and ground water depended wetlands. | Hydrological and water quality assessment identified a zone of impact of the drought option of: River North Tyne from to confluence with South Tyne, River Tyne downstream tol, River Tees. Construction impacts of a 16km pipeline have also been considered. Environmental sensitivity is assessed as minor/uncertain. Further investigation would be required with further specification of the option, including the pipeline route. | Environmental assessment report identified a zone of potential hydrological and water quality risks of minor or greater on River North Tyne (from to confluence with River South Tyne), River Tyne and River Tees from. Construction risks of a new pumping station and pipeline between have also been considered. The highest environmental sensitivity assessed was minor/uncertain. Further investigation would be required to address uncertain risks. | Environmental assessment report identified a zone of potential hydrological and water quality impacts of minor or greater on River Aire Construction risks of a new intake, pumping station and short pipeline have also been considered. The highest environmental sensitivity assessed was major for the short length of river between the new intake and sewage treatment works. A number of uncertain impacts were identified. Further investigation would be required to address uncertain impacts. | Environmental assessment report identified no potential hydrological and water quality risks of minor or greater on the River Ouse downstream of Moor Monkton / the abstraction point. Construction risks of a new intake, pumping station and short pipeline have been considered as minor or uncertain. | Environmental assessment report identified a zone of potential hydrological and water quality risks of minor or greater on the River Ouse. Cumulative impacts with the River Ouse drought permit option are assessed as major for the reach and moderate downstream of the sewage works. Construction risks to the environment are uncertain. A number of uncertain operational risks to the environment were identified. Further investigation would be required to address uncertain risks. | Environmental assessment report identified a zone of potential hydrological and water quality risks of minor or greater on the River Ouse. Cumulative impacts with the River Ouse drought permit option are assessed as major for the reach of a sewage treatment works and moderate downstream of the sewage works. Construction risks to the environment are uncertain. A number of uncertain operational risks to the environment were identified. Further investigation would be required to address uncertain risks.
Summary of likely environmental impacts Include details for features of moderate and major sensitivity and minor sensitivity features from designated sites | N/A | Environmental assessment has identified potential environmental sensitivities (prior to mitigation) within the zone of influence to: • NERC Species – Fish – uncertain sensitivity | Environmental assessment has identified potential environmental sensitivities (prior to mitigation) within the zone of influence to: • Swale Lake SSSI – uncertain sensitivity | Environmental assessment has identified potential environmental sensitivities (prior to mitigation) within the zone of influence to: • NERC species: • White clawed crayfish – uncertain sensitivity • Fish – numerous - minor sensitivity • Birds – numerous – minor sensitivity • Otter – minor sensitivity / uncertain (construction impact) • Great crested newt – uncertain sensitivity (construction impact) • Bats - uncertain sensitivity (construction impact) • Badger - uncertain sensitivity (construction impact) • Common reptiles - uncertain sensitivity (construction impact) • Signal Crayfish - uncertain sensitivity (construction impact) • Invasive Species - uncertain sensitivity (construction impacts and / or impacts arising from inter basin transfers) • Increased spread of non-native species giant hogweed (Heracleum mantegazzianum), and non-native American signal crayfish (Pacifastacus leniusculus ) – uncertain sensitivity • Hell Kettles (SSSI) – minor sensitivity • Tyne Watersmeet (SSSI) – minor sensitivity | Environmental assessment has identified potential environmental sensitivities (prior to mitigation) within the zone of influence to: • NERC species: • Fish – numerous - minor/negligible sensitivity • Birds – numerous – minor sensitivity / uncertain sensitivity (construction impact) • Otter – minor / uncertain sensitivity (construction impact) • Great Crested Newt - uncertain sensitivity (construction impact) • Bats - uncertain sensitivity (construction impact) • Badger - uncertain sensitivity (construction impact) • Notable species – common reptiles - uncertain sensitivity (construction impact) • Invasive species – signal crayfish - uncertain sensitivity (construction impact) • Hell Kettles (SSSI)– minor sensitivity • Tyne Watersmeet (SSSI) –minor sensitivity Other invasive species (Giant Hogweed, Japanese knotweed) - uncertain sensitivity (construction impact) | Environmental assessment has identified potential environmental sensitivities (prior to mitigation) within the zone of influence to: • South Pennine Moors SAC – minor sensitivity • South Pennine Moors SPA - minor sensitivity • Leeds & Liverpool Canal SSSI – hydrological impact: uncertain / construction impact: minor sensitivity • Mickletown Ings SSSI – minor sensitivity • Fairburn and Newton Ings SSSI- uncertain sensitivity • Bingley South Bog SSSI – minor sensitivity • NERC species: Freshwater White-clawed Crayfish – major sensitivity Fish – numerous – moderate to major sensitivity Birds – hydrological impact: minor sensitivity /construction impact: uncertain sensitivity Great crested newt: uncertain sensitivity Bats – uncertain sensitivity Otter - uncertain sensitivity Common reptiles - uncertain sensitivity Badger - uncertain sensitivity Invasive species - uncertain sensitivity | Environmental assessment has identified potential environmental sensitivities (prior to mitigation) within the zone of construction influence: • Eccup Reservoir SSSI – minor sensitivity • NERC Species: • Birds – construction impact - uncertain sensitivity • Great Crested Newt - construction impact - uncertain sensitivity • Bats – construction impact - uncertain sensitivity • Otter - construction impact - uncertain sensitivity • Common reptiles - construction impact - uncertain sensitivity • Badger - construction impact - uncertain sensitivity • Invasive species - construction impact - uncertain sensitivity | Environmental assessment has identified potential environmental sensitivities (prior to mitigation) within the zone of construction influence: • Fulford Ings SSSI – minor sensitivity • Naburn Marsh SSSI - minor sensitivity • Church Ings SSSI - minor sensitivity • Acaster South Ings SSSI - minor sensitivity • NERC Species: • Birds – construction impact – minor/uncertain sensitivity • Fish - construction impact – uncertain sensitivity • Depressed river mussel – moderate sensitivity • Great crested newt - uncertain sensitivity • Bats – construction impact - uncertain sensitivity • Otter - construction impact - uncertain sensitivity • Common reptiles - construction impact - uncertain sensitivity • Badger - construction impact - uncertain sensitivity • Invasive species - construction impact - uncertain sensitivity • Notable species – fish Barbel (Barbus barbus) - uncertain sensitivity | Environmental assessment has identified potential environmental sensitivities (prior to mitigation) within the zone of construction influence: • Fulford Ings SSSI – minor sensitivity • Naburn Marsh SSSI - minor sensitivity • Church Ings SSSI - minor sensitivity • Acaster South Ings SSSI - minor sensitivity • NERC Species: • Birds – construction impact – minor/uncertain sensitivity • Fish - construction impact – uncertain sensitivity • Depressed river mussel – moderate sensitivity • Great crested newt - uncertain sensitivity • Bats – construction impact - uncertain sensitivity • Otter - construction impact - uncertain sensitivity • Common reptiles - construction impact - uncertain sensitivity • Badger - construction impact - uncertain sensitivity • Invasive species - construction impact - uncertain sensitivity • Notable species – fish Barbel (Barbus barbus) - uncertain sensitivity
Baseline information used | Environmental assessment used Yorkshire Water and Environment Agency data and information on: reservoir management, measured reservoir outflow, water resource modelling of outflow in critical drought years, gauged river flows and levels; routine WFD water quality monitoring, water quality and flow pressures (abstraction licence and discharge consent registers), Yorkshire Water STW information; macroinvertebrate sampling data and LIFE, WHPTNATXA and WHPTASPT EQI scores, fish abundances from monitoring surveys, Fisheries Classification Scheme (2) data and publicly available data on designated sites, distributions of NERC Act Section 41 priority species, distribution of Invasive and Non-Native Species and recreational resources, in addition to local Environment Agency / Yorkshire Water knowledge. | Environmental assessment used Yorkshire Water and Environment Agency data and information on: reservoir management, measured reservoir outflow, water resource modelling of outflow in critical drought years, gauged river flows and levels; routine WFD water quality monitoring, water quality and flow pressures (abstraction licence and discharge consent registers), Yorkshire Water STW information; macroinvertebrate sampling data and LIFE, WHPTNATXA and WHPTASPT EQI scores, fish abundances from monitoring surveys, Fisheries Classification Scheme (2) data and publicly available data on designated sites, distributions of NERC Act Section 41 priority species, distribution of Invasive and Non-Native Species and recreational resources, in addition to local Environment Agency / Yorkshire Water knowledge. | Environmental assessment used Yorkshire Water and Environment Agency data and information on: reservoir management, measured reservoir outflow, water resource modelling of outflow in critical drought years, gauged river flows and levels; routine WFD water quality monitoring, water quality and flow pressures (abstraction licence and discharge consent registers), Yorkshire Water STW information; macroinvertebrate sampling data and LIFE, WHPTNATXA and WHPTASPT EQI scores, fish abundances from monitoring surveys, Fisheries Classification Scheme (2) data and publicly available data on designated sites, distributions of NERC Act Section 41 priority species, distribution of Invasive and Non-Native Species and recreational resources, in addition to local Environment Agency / Yorkshire Water knowledge. | Environmental assessment used Yorkshire Water and Environment Agency data and information on: reservoir management, measured reservoir outflow, water resource modelling of outflow in critical drought years, gauged river flows and levels; routine WFD water quality monitoring, water quality and flow pressures (abstraction licence and discharge consent registers), YWS STW information; macroinvertebrate sampling data and LIFE, WHPTNATXA and WHPTASPT EQI scores, fish abundances from monitoring surveys, Fisheries Classification Scheme (2) data and publicly available data on designated sites, distributions of NERC Act Section 41 priority species, distribution of Invasive and Non-Native Species and recreational resources, in addition to local Environment Agency / Yorkshire Water knowledge. | Environmental assessment used Yorkshire Water and Environment Agency data and information on: reservoir management, measured reservoir outflow, water resource modelling of outflow in critical drought years, gauged river flows and levels; routine WFD water quality monitoring, water quality and flow pressures (abstraction licence and discharge consent registers), Yorkshire Water STW information; macroinvertebrate sampling data and LIFE, WHPTNATXA and WHPTASPT EQI scores, fish abundances from monitoring surveys, Fisheries Classification Scheme (2) data and publicly available data on designated sites, distributions of NERC Act Section 41 priority species, distribution of Invasive and Non-Native Species and recreational resources, in addition to local Environment Agency / Yorkshire Water knowledge. | Environmental assessment used Yorkshire Water and Environment Agency data and information on: reservoir management, measured reservoir outflow, water resource modelling of outflow in critical drought years, gauged river flows and levels; routine WFD water quality monitoring, water quality and flow pressures (abstraction licence and discharge consent registers), Yorkshire Water STW information; macroinvertebrate sampling data and LIFE, WHPTNATXA and WHPTASPT EQI scores, fish abundances from monitoring surveys, Fisheries Classification Scheme (2) data and publicly available data on designated sites, distributions of NERC Act Section 41 priority species, distribution of Invasive and Non-Native Species and recreational resources, in addition to local EA / YWS knowledge. | Environmental assessment used Yorkshire Water and Environment Agency data and information on: reservoir management, measured reservoir outflow, water resource modelling of outflow in critical drought years, gauged river flows and levels; routine WFD water quality monitoring, water quality and flow pressures (abstraction licence and discharge consent registers), Yorkshire Water STW information; macroinvertebrate sampling data and LIFE, WHPTNATXA and WHPTASPT EQI scores, fish abundances from monitoring surveys, Fisheries Classification Scheme (2) data and publicly available data on designated sites, distributions of NERC Act Section 41 priority species, distribution of Invasive and Non-Native Species and recreational resources, in addition to local Environment Agency / Yorkshire Water knowledge. | Environmental assessment used Yorkshire Water and Environment Agency data and information on: reservoir management, measured reservoir outflow, water resource modelling of outflow in critical drought years, gauged river flows and levels; routine WFD water quality monitoring, water quality and flow pressures (abstraction licence and discharge consent registers), Yorkshire Water STW information; macroinvertebrate sampling data and LIFE, WHPTNATXA and WHPTASPT EQI scores, fish abundances from monitoring surveys, Fisheries Classification Scheme (2) data and publicly available data on designated sites, distributions of NERC Act Section 41 priority species, distribution of Invasive and Non-Native Species and recreational resources, in addition to local Environment Agency / Yorkshire Water knowledge. | Environmental assessment used Yorkshire Water and Environment Agency data and information on: reservoir management, measured reservoir outflow, water resource modelling of outflow in critical drought years, gauged river flows and levels; routine WFD water quality monitoring, water quality and flow pressures (abstraction licence and discharge consent registers), Yorkshire Water STW information; macroinvertebrate sampling data and LIFE, WHPTNATXA and WHPTASPT EQI scores, fish abundances from monitoring surveys, Fisheries Classification Scheme (2) data and publicly available data on designated sites, distributions of NERC Act Section 41 priority species, distribution of Invasive and Non-Native Species and recreational resources, in addition to local Environment Agency / Yorkshire Water knowledge.
Summary of additional baseline monitoring requirements | Details of additional baseline monitoring requirements are incorporated within the Environmental Monitoring Plan, listing: the features to be monitored and methods used; location, timing and frequency of surveys; and who will undertake the monitoring. Monitoring or further information is required prior to the onset of a drought to address the uncertain impacts, particularly relating to the designated sites where impacts need to be confirmed. | Details of additional baseline monitoring requirements are incorporated within the Environmental Monitoring Plan, listing: the features to be monitored and methods used; location, timing and frequency of surveys; and who will undertake the monitoring. Monitoring or further information is required prior to the onset of a drought to address the uncertain impacts, particularly relating to the designated sites where impacts need to be confirmed. | Details of additional baseline monitoring requirements are incorporated within the Environmental Monitoring Plan, listing: the features to be monitored and methods used; location, timing and frequency of surveys; and who will undertake the monitoring. Monitoring or further information is required prior to the onset of a drought to address the uncertain impacts, particularly relating to the designated sites where impacts need to be confirmed. | Details of additional baseline monitoring requirements, are incorporated within the Environmental Monitoring Plan, listing the features to be monitored and methods used; location, timing and frequency of surveys; and who will undertake the monitoring. | Details of additional baseline monitoring requirements are incorporated within the Environmental Monitoring Plan, listing: the features to be monitored and methods used; location, timing and frequency of surveys; and who will undertake the monitoring. Monitoring or further information is required prior to the onset of a drought to address the uncertain impacts, particularly relating to the designated sites where likely negligible impacts need to be confirmed. | Details of additional baseline monitoring requirements are incorporated within the Environmental Monitoring Plan, listing: the features to be monitored and methods used; location, timing and frequency of surveys; and who will undertake the monitoring. Monitoring or further information is required prior to the onset of a drought to address the uncertain impacts, particularly relating to the designated sites where likely negligible impacts need to be confirmed. | Details of additional baseline monitoring requirements are incorporated within the Environmental Monitoring Plan, listing: the features to be monitored and methods used; location, timing and frequency of surveys; and who will undertake the monitoring. Monitoring or further information is required prior to the onset of a drought to address the uncertain impacts, particularly relating to the designated sites where impacts need to be confirmed. | Details of additional baseline monitoring requirements are incorporated within the Environmental Monitoring Plan, listing: the features to be monitored and methods used; location, timing and frequency of surveys; and who will undertake the monitoring. Monitoring or further information is required prior to the onset of a drought to address the uncertain impacts, particularly relating to the designated sites and species. | Details of additional baseline monitoring requirements are incorporated within the Environmental Monitoring Plan, listing: the features to be monitored and methods used; location, timing and frequency of surveys; and who will undertake the monitoring. Monitoring or further information is required prior to the onset of a drought to address the uncertain impacts, particularly relating to the designated sites and species.
Mitigation measures | Mitigation measures and accompanying monitoring have been identified for serious impacts of the drought option (features of moderate and major sensitivities, and minor sensitivities to designated sites - as listed above) through discussion with the Environment Agency. Details are incorporated within the Environmental Monitoring Plan | Mitigation measures and accompanying monitoring have been identified for serious impacts of the drought option (features of moderate and major sensitivities, and minor sensitivities to designated sites - as listed above) through discussion with the Environment Agency. Details are incorporated within the Environmental Monitoring Plan | Mitigation measures and accompanying monitoring have been identified for serious impacts of the drought option (features of moderate and major sensitivities, and minor sensitivities to designated sites - as listed above) through discussion with the Environment Agency. Details are incorporated within the Environmental Monitoring Plan | Mitigation measures and accompanying monitoring have been identified for serious impacts of the drought option (features of moderate and major sensitivities, and minor sensitivities to designated sites - as listed above) through discussion with the Environment Agency. Details are incorporated within the Environmental Monitoring Plan | Mitigation measures and accompanying monitoring have been identified for serious impacts of the drought option (features of moderate and major sensitivities, and minor sensitivities to designated sites - as listed above) through discussion with the EA. Details are incorporated within the Environmental Monitoring Plan. | Mitigation measures and accompanying monitoring have been identified for serious impacts of the drought option (features of moderate and major sensitivities, and minor sensitivities to designated sites - as listed above) through discussion with the Environment Agency. Details are incorporated within the Environmental Monitoring Plan. | Mitigation measures and accompanying monitoring have been identified for serious impacts of the drought option (features of moderate and major sensitivities, and minor sensitivities to designated sites - as listed above) through discussion with the EA. Details are incorporated within the Environmental Monitoring Plan. | Mitigation measures and accompanying monitoring have been identified for serious impacts of the drought option (features of moderate and major sensitivities, and minor sensitivities to designated sites - as listed above) through discussion with the Environment Agency. Details are incorporated within the Environmental Monitoring Plan. | Mitigation measures and accompanying monitoring have been identified for serious impacts of the drought option (features of moderate and major sensitivities, and minor sensitivities to designated sites - as listed above) through discussion with the Environment Agency. Details are incorporated within the Environmental Monitoring Plan.
Impact on other activities e.g. fisheries, industry etc | Screening identified no further impacts. | Screening identified no further impacts. | Screening identified no further impacts. | Screening identified no further impacts. | Assessment identified possible further impacts on: • Recreation – disturbance due to pipeline construction. • Cultural heritage – disturbance due to pipeline construction dependent on precise route taken. Mitigation measures include careful selection of pipeline route to avoid impact, adoption of best practice construction methods and monitoring for any potential impacts during construction. | Assessment identified possible further impacts on: • Recreation – disturbance due to pipeline construction. • Cultural heritage – disturbance due to pipeline construction dependent on precise route taken. Mitigation measures include careful selection of pipeline route to avoid impact, adoption of best practice construction methods and monitoring for any potential impacts during construction. | Screening identified no further impacts. | Screening identified no further impacts. | Screening identified no further impacts.

## Appendix 5.7 EA Drought Orders
Yorkshire Water Drought Plan supply side options: South West Area Reservoir Group
Type of option: Reservoir group - compensation reduction
Location / Area affected or whole supply zone: Grid SWZ South West Area
Summary discription of actions: Compensation flows reduced to half or one third of normal flows to preserve reservoir stocks and extend the period that compensation flows can be maintained. Reductions will be considered on a selective basis as some releases are more critical than others
Preceding actions: Publicity campaign and temporary use bans in force (April to September)
Environment Agency Drought Order compensation flow reduction actions
There are two resevoirs in our region that are Yorkshire Water assets no longer used for water supply and we would not be able to use them for supply in a drought. If drought actions were required for either of these two sites, it would be the Environment Agency's responsbility to apply for a Drought Order in accordance with the Environment Agency's guidelines Compensation only reservoirs in dry weather note, June 2019. However, as they are Yorkshire Water assets we have created environmental impact reports and would carry out the monitoring and mitigation if they were implemented.
|  | South West Area HEBDEN/LUDDENDEN/ OGDEN/MIXENDEN IRG | South West Area
Option name |  | South West Area Reservoir 9 | South West Area Reservoir 5
Trigger(s) |  | Triggers – Risk of shortage of supply established: 1. Individual Resevoir Stocks <Normal Control Line and approaching Drought Control Line (within 1-2 weeks) 2. Individual Resevoir Stocks have crossed Drought Control Line and remained below for more than 4 weeks | Triggers – Risk of shortage of supply established: 1. Individual Resevoir Stocks <Normal Control Line and approaching Drought Control Line (within 1-2 weeks) 2. Individual Resevoir Stocks have crossed Drought Control Line and remained below for more than 4 weeks
Most likely authorisation in a drought (permit or order) |  | Yorkshire Water is currently operating the compensation release for this reservoir in accordance with a flow trial agreement held with the Environment Agency. The statutory flow requirement is less than the trial and less or equal to the drought action flow, therefore no authorisation is currently required to implement the drought action . The compensation flow trial is expected to be formalised by March 2020. New control rules are being designed, allowing a reduction in compensation to be made depentent on stocks. Once the flow trial is formalised the Environment Agency will require a Drought Order to implement this action. | Environment Agency Drought Order
Current Legal Requirement (Compensation release, minimum maintained flow or authorised abstraction limit) |  | Current compensation releases are provided under a flow trial agreement held with the Environment Agency; Oct - Dec 4.0 Ml/d Jan-Sep 1.98 Ml/d (statutory compensation release requires 19,266 gallons/hour for 12 hours/day Mon to Fri and 7 hours on Sat from Nov to Jun. 22,797 gallons/hour for 12 hours/day Mon to Fri and 7 hours on Sat from Jul to Oct) | Compensation release is 1.332 Ml/d (defined in Act as 293,000 gallons/day continuous)
Deployable Output of action - Variable depending on conditions and duration of drought permit | Action 1 Description | Reduce the current compensation release by 50% to; Oct-Dec 2.0 Ml/d providing a benefit of 2.0 Ml/d Jan-Sep 0.99 Ml/d providing a benefit of 0.99 Ml/d | Compensation release reduced by 50% to 0.66 Ml/d providing 0.66 Ml/d benefit
| Action 2 Description | Reduce the current compensation release by 67% to; Oct-Dec 1.33 Ml/d providing a benefit of 2.67 Ml/d Jan-Sep 0.99 Ml/d providing a benefit of 0.99 Ml/d | Compensation release reduced by 67% to 0.44 Ml/d providing 0.887 Ml/d benefit
Implementation timetable Preparation time, time of year effective, duration |  | Preparation time: 4 weeks prior to advertising, implementation period 5-6 weeks (advertisement, representation, enquiry, granting) Time of year effective: implemented when reservoir stocks approach drought control line so could be effective any time of year. Compensation release reductions may be phased to minimise effect on downstream watercourses. Duration: Minimum period of restriction typically 12 weeks
Permissions required and constraints Including details of liaison with bodies responsible for giving any permits or approvals |  | Permission from Defra or the Environment Agency required following application of a drought order or permit. A public enquiry may be required. Liaise with Environment Agency.
Risks associated with option |  | Reduction in compensation releases / maintained flows have potential environmental impacts. These will be assessed through the Environmental Assessment Report submitted with the application.
Risk to the Environment (Major/Moderate/Minor or uncertain) |  | Hydrological and water quality assessment identified a zone of impact of the drought option. The highest environmental sensitivity assessed was moderate. | Hydrological and water quality assessment identified a zone of impact of the drought option. The highest environmental sensitivity assessed was moderate.
Summary of likely environmental impacts Include details for features of moderate and major sensitivity and minor sensitivity features from designated sites |  | Environmental assessment has identified potential environmental sensitivities (prior to mitigation) within the zone of influence to: Fish – brown trout (moderate) White-clawed crayfish (moderate) WFD compliance Macroinvertebrates (moderate) Fish (moderate) | Environmental assessment has identified potential environmental sensitivities (prior to mitigation) within the zone of influence to: Fish – brown trout (minor to moderate) WFD compliance Macroinvertebrates (minor to moderate) and Fish (minor to moderate) LNR (uncertain)
Baseline information used |  | Environmental assessment used YWS and EA data and information on: reservoir management, measured reservoir outflow, water resource modelling of outflow in critical drought years, gauged river flows and levels; routine WFD water quality monitoring, water quality and flow pressures (abstraction licence and discharge consent registers), YWS STW information; macroinvertebrate sampling data and LIFE, WHPTNATXA and WHPTASPT EQI scores, fish abundances from monitoring surveys, Fisheries Classification Scheme (2) data and publicly available data on designated sites, distributions of NERC Act Section 41 priority species, distribution of Invasive and Non-Native Species and recreational resources, in addition to local EA / YWS knowledge.
Summary of additional baseline monitoring requirements |  | Details of additional baseline monitoring requirements, are incorporated within the Environmental Monitoring Plan, listing the features to be monitored and methods used; location, timing and frequency of surveys; and who will undertake the monitoring.
Mitigation measures |  | Mitigation measures and accompanying monitoring have been identified for serious impacts of the drought option (features of moderate and major sensitivities, and minor sensitivities to designated sites - as listed above) through discussion with the EA. Details are incorporated within the Environmental Monitoring Plan
Impact on other activities e.g. fisheries, industry etc |  | Screening identified no further impacts. | Screening identified no further impacts.
WFD Compliance |  | Waterbody includes Reach 1. Impacts on macroinvertebrates and fish would be moderate. The impacts would not be associated with WFD deterioration based on the criteria outlined in Appendix 1 of the Calder Area EAR. | Waterbody includes Reaches 1, 2 and 3. Impacts on macroinvertebrates and fish would be moderate. The impacts would not associate with WFD deterioration based on the criteria outlined in Appendix 1 of the Calder EAR. Waterbody name includes Reach 4. Impacts on macroinvertebrates and fish would be minor. The impacts would not be associated with WFD deterioration based on the criteria outlined in Appendix 1 of the Calder EAR.
Additional information |  | This reservoir cannot be supported by any other reservoirs therefore it has a trigger for implementing the drought action that is linked to its own stocks rather than regional stocks. However, if the regional trigger was met before the local trigger the drought action would be considered taking into account the risks. The current flow trial agreement is being reviewed, with control lines being introduced to vary releases dependent on reservoir stocks. The flow trial is due to be formalised in March 2020 and once complete this drought option could only be implemented if the Environment Agency applied for a drought order. | This action can only be implmented if the Environment Agency recieves auhtoridation via a droughth order. The reservoir cannot be supported by any other reservoirs therefore it has a trigger for implementing the drought action that is linked to its own stocks rather than regional stocks. However, if the regional trigger was met before the local trigger the drought action would be considered taking into account the risks.